## Moorings
Mooring OOIBARCODE | Ref Des | Serial Number | Deployment Number | Anchor Launch Date | Anchor Launch Time | Recover Date | Latitude | Longitude | Water Depth | Cruise Number | Notes
CGMGA-01SUMO-00003 | GA01SUMO | GA01SUMO-00003 | 3 | [6 empty] | NBP16-09 |  | #VALUE! | #VALUE!

## Asset_Cal_Info
Ref Des | Mooring OOIBARCODE | Mooring Serial Number | Deployment Number | Sensor OOIBARCODE | Sensor Serial Number | Calibration Cofficient Name | Calibration Cofficient Value | Notes
GA01SUMO-SBD11-01-MOPAK0000 | CGMGA-01SUMO-00003 | GA01SUMO-00003 | 3 | R00106 | tbd
GA01SUMO-SBD11-03-HYDGN0000 | CGMGA-01SUMO-00003 | GA01SUMO-00003 | 3 | CGINS-HYDGNA-49856 | M2A49856
GA01SUMO-SBD12-03-HYDGN0000 | CGMGA-01SUMO-00003 | GA01SUMO-00003 | 3 | CGINS-HYDGNA-49881 | M2A49881
GA01SUMO-SBD11-06-METBKA000 | CGMGA-01SUMO-00003 | GA01SUMO-00003 | 3 | CGINS-METLGR-00035 | LGR035 | CC_lat
GA01SUMO-SBD11-06-METBKA000 | CGMGA-01SUMO-00003 | GA01SUMO-00003 | 3 | CGINS-METLGR-00035 | LGR035 | CC_lon
GA01SUMO-SBD11-06-METBKA000 | CGMGA-01SUMO-00003 | GA01SUMO-00003 | 3 | CGINS-METLGR-00035 | LGR035 | CC_depth_of_conductivity_and_temperature_measurements_m | 0.68
GA01SUMO-SBD11-06-METBKA000 | CGMGA-01SUMO-00003 | GA01SUMO-00003 | 3 | CGINS-METLGR-00035 | LGR035 | CC_height_of_air_humidity_measurement_m | 5.76
GA01SUMO-SBD11-06-METBKA000 | CGMGA-01SUMO-00003 | GA01SUMO-00003 | 3 | CGINS-METLGR-00035 | LGR035 | CC_height_of_air_temperature_measurement_m | 5.76
GA01SUMO-SBD11-06-METBKA000 | CGMGA-01SUMO-00003 | GA01SUMO-00003 | 3 | CGINS-METLGR-00035 | LGR035 | CC_height_of_windspeed_sensor_above_sealevel_m | 6.29
GA01SUMO-SBD11-06-METBKA000 | CGMGA-01SUMO-00003 | GA01SUMO-00003 | 3 | CGINS-METLGR-00035 | LGR035 | CC_jcool | 1 | Constant
GA01SUMO-SBD11-06-METBKA000 | CGMGA-01SUMO-00003 | GA01SUMO-00003 | 3 | CGINS-METLGR-00035 | LGR035 | CC_jwarm | 1 | Constant
GA01SUMO-SBD11-06-METBKA000 | CGMGA-01SUMO-00003 | GA01SUMO-00003 | 3 | CGINS-METLGR-00035 | LGR035 | CC_zinvpbl | 600 | Constant
GA01SUMO-SBD12-06-METBKA000 | CGMGA-01SUMO-00003 | GA01SUMO-00003 | 3 | CGINS-METLGR-00034 | LGR034 | CC_lat
GA01SUMO-SBD12-06-METBKA000 | CGMGA-01SUMO-00003 | GA01SUMO-00003 | 3 | CGINS-METLGR-00034 | LGR034 | CC_lon
GA01SUMO-SBD12-06-METBKA000 | CGMGA-01SUMO-00003 | GA01SUMO-00003 | 3 | CGINS-METLGR-00034 | LGR034 | CC_depth_of_conductivity_and_temperature_measurements_m | 0.81
GA01SUMO-SBD12-06-METBKA000 | CGMGA-01SUMO-00003 | GA01SUMO-00003 | 3 | CGINS-METLGR-00034 | LGR034 | CC_height_of_air_humidity_measurement_m | 5.76
GA01SUMO-SBD12-06-METBKA000 | CGMGA-01SUMO-00003 | GA01SUMO-00003 | 3 | CGINS-METLGR-00034 | LGR034 | CC_height_of_air_temperature_measurement_m | 5.76
GA01SUMO-SBD12-06-METBKA000 | CGMGA-01SUMO-00003 | GA01SUMO-00003 | 3 | CGINS-METLGR-00034 | LGR034 | CC_height_of_windspeed_sensor_above_sealevel_m | 6.29
GA01SUMO-SBD12-06-METBKA000 | CGMGA-01SUMO-00003 | GA01SUMO-00003 | 3 | CGINS-METLGR-00034 | LGR034 | CC_jcool | 1 | Constant
GA01SUMO-SBD12-06-METBKA000 | CGMGA-01SUMO-00003 | GA01SUMO-00003 | 3 | CGINS-METLGR-00034 | LGR034 | CC_jwarm | 1 | Constant
GA01SUMO-SBD12-06-METBKA000 | CGMGA-01SUMO-00003 | GA01SUMO-00003 | 3 | CGINS-METLGR-00034 | LGR034 | CC_zinvpbl | 600 | Constant
GA01SUMO-SBD11-04-DOSTAD000 | CGMGA-01SUMO-00003 | GA01SUMO-00003 | 3 | CGINS-DOSTAD-00375 | 375 | CC_lat
GA01SUMO-SBD11-04-DOSTAD000 | CGMGA-01SUMO-00003 | GA01SUMO-00003 | 3 | CGINS-DOSTAD-00375 | 375 | CC_lon
GA01SUMO-SBD11-04-DOSTAD000 | CGMGA-01SUMO-00003 | GA01SUMO-00003 | 3 | CGINS-DOSTAD-00375 | 375 | CC_csv | [2.744327E-03, 1.184500E-04, 2.185790E-06, 2.308706E+02, -3.318442E-01, -5.482022E+01, 4.570412E+00]
GA01SUMO-SBD11-04-DOSTAD000 | CGMGA-01SUMO-00003 | GA01SUMO-00003 | 3 | CGINS-DOSTAD-00375 | 375 | CC_ct_depth
GA01SUMO-RID16-06-DOSTAD000 | CGMGA-01SUMO-00003 | GA01SUMO-00003 | 3 | CGINS-DOSTAD-00376 | 376 | CC_lat
GA01SUMO-RID16-06-DOSTAD000 | CGMGA-01SUMO-00003 | GA01SUMO-00003 | 3 | CGINS-DOSTAD-00376 | 376 | CC_lon
GA01SUMO-RID16-06-DOSTAD000 | CGMGA-01SUMO-00003 | GA01SUMO-00003 | 3 | CGINS-DOSTAD-00376 | 376 | CC_csv | [2.804588E-03, 1.187404E-04, 2.412906E-06, 2.304438E+02, -3.081148E-01, -5.709092E+01, 4.553633E+00]
GA01SUMO-RID16-06-DOSTAD000 | CGMGA-01SUMO-00003 | GA01SUMO-00003 | 3 | CGINS-DOSTAD-00376 | 376 | CC_ct_depth
GA01SUMO-RII11-02-DOSTAD031 | CGMGA-01SUMO-00003 | GA01SUMO-00003 | 3 | CGINS-DOSTAD-00379 | 379 | CC_lat
GA01SUMO-RII11-02-DOSTAD031 | CGMGA-01SUMO-00003 | GA01SUMO-00003 | 3 | CGINS-DOSTAD-00379 | 379 | CC_lon
GA01SUMO-RII11-02-DOSTAD031 | CGMGA-01SUMO-00003 | GA01SUMO-00003 | 3 | CGINS-DOSTAD-00379 | 379 | CC_csv | [2.898253E-03, 1.223836E-04, 2.430357E-06, 2.306627E+02, -3.175916E-01, -5.588723E+01, 4.568182E+00]
GA01SUMO-RII11-02-DOSTAD031 | CGMGA-01SUMO-00003 | GA01SUMO-00003 | 3 | CGINS-DOSTAD-00379 | 379 | CC_ct_depth
GA01SUMO-RII11-02-DOSTAD032 | CGMGA-01SUMO-00003 | GA01SUMO-00003 | 3 | CGINS-DOSTAD-00382 | 382 | CC_lat
GA01SUMO-RII11-02-DOSTAD032 | CGMGA-01SUMO-00003 | GA01SUMO-00003 | 3 | CGINS-DOSTAD-00382 | 382 | CC_lon
GA01SUMO-RII11-02-DOSTAD032 | CGMGA-01SUMO-00003 | GA01SUMO-00003 | 3 | CGINS-DOSTAD-00382 | 382 | CC_csv | [2.850295E-03, 1.212309E-04, 2.434197E-06, 2.307288E+02, -3.148480E-01, -5.689608E+01, 4.554107E+00]
GA01SUMO-RII11-02-DOSTAD032 | CGMGA-01SUMO-00003 | GA01SUMO-00003 | 3 | CGINS-DOSTAD-00382 | 382 | CC_ct_depth
GA01SUMO-RII11-02-DOSTAD033 | CGMGA-01SUMO-00003 | GA01SUMO-00003 | 3 | CGINS-DOSTAD-00385 | 385 | CC_lat
GA01SUMO-RII11-02-DOSTAD033 | CGMGA-01SUMO-00003 | GA01SUMO-00003 | 3 | CGINS-DOSTAD-00385 | 385 | CC_lon
GA01SUMO-RII11-02-DOSTAD033 | CGMGA-01SUMO-00003 | GA01SUMO-00003 | 3 | CGINS-DOSTAD-00385 | 385 | CC_csv | [2.743504E-03, 1.155546E-04, 2.233536E-06, 2.306883E+02, -3.721620E-01, -5.633152E+01, 4.555911E+00]
GA01SUMO-RII11-02-DOSTAD033 | CGMGA-01SUMO-00003 | GA01SUMO-00003 | 3 | CGINS-DOSTAD-00385 | 385 | CC_ct_depth
GA01SUMO-SBD11-05-SPKIRB000 | CGMGA-01SUMO-00003 | GA01SUMO-00003 | 3 | CGINS-SPKIRB-00229 | 229 | CC_immersion_factor | [1.368, 1.410, 1.365, 1.354, 1.372, 1.322, 1.347]
GA01SUMO-SBD11-05-SPKIRB000 | CGMGA-01SUMO-00003 | GA01SUMO-00003 | 3 | CGINS-SPKIRB-00229 | 229 | CC_offset | [2147366698.5, 2147982020.3, 2146823520.9, 2147466377.3, 2147214306.3, 2147509755.4, 2147964954.5]
GA01SUMO-SBD11-05-SPKIRB000 | CGMGA-01SUMO-00003 | GA01SUMO-00003 | 3 | CGINS-SPKIRB-00229 | 229 | CC_scale | [2.1951801819e-007, 2.13132061419e-007, 2.0729377062e-007, 2.1894280634e-007, 2.24599279252e-007, 2.21514022543e-007, 2.32288794212e-007]
GA01SUMO-RID16-08-SPKIRB000 | CGMGA-01SUMO-00003 | GA01SUMO-00003 | 3 | CGINS-SPKIRB-00230 | 230 | CC_immersion_factor | [1.368, 1.410, 1.365, 1.354, 1.372, 1.322, 1.347]
GA01SUMO-RID16-08-SPKIRB000 | CGMGA-01SUMO-00003 | GA01SUMO-00003 | 3 | CGINS-SPKIRB-00230 | 230 | CC_offset | [2147263942.1, 2147424510.6, 2148015619.9, 2147752162.3, 2147603078.4, 2147417509.2, 2147789694.9]
GA01SUMO-RID16-08-SPKIRB000 | CGMGA-01SUMO-00003 | GA01SUMO-00003 | 3 | CGINS-SPKIRB-00230 | 230 | CC_scale | [2.05739878724e-007, 2.02729760284e-007, 2.28385928188e-007, 2.00142497642e-007, 2.23777337212e-007, 2.01174344877e-007, 2.37598994294e-007]
GA01SUMO-SBD11-08-NUTNRB000 | CGMGA-01SUMO-00003 | GA01SUMO-00003 | 3 | CGINS-NUTNRB-00283 | 283 | CC_lower_wavelength_limit_for_spectra_fit | 217 | Constant
GA01SUMO-SBD11-08-NUTNRB000 | CGMGA-01SUMO-00003 | GA01SUMO-00003 | 3 | CGINS-NUTNRB-00283 | 283 | CC_upper_wavelength_limit_for_spectra_fit | 240 | Constant
GA01SUMO-SBD11-08-NUTNRB000 | CGMGA-01SUMO-00003 | GA01SUMO-00003 | 3 | CGINS-NUTNRB-00283 | 283 | CC_cal_temp | 20.07
GA01SUMO-SBD11-08-NUTNRB000 | CGMGA-01SUMO-00003 | GA01SUMO-00003 | 3 | CGINS-NUTNRB-00283 | 283 | CC_wl | [190.12, 190.91, 191.7, 192.48, 193.27, 194.06, 194.85, 195.64, 196.43, 197.22, 198.01, 198.8, 199.59, 200.39, 201.18, 201.97, 202.76, 203.55, 204.34, 205.14, 205.93, 206.72, 207.52, 208.31, 209.1, 209.9, 210.69, 211.48, 212.28, 213.07, 213.87, 214.66, 215.46, 216.25, 217.05, 217.84, 218.64, 219.43, 220.23, 221.03, 221.82, 222.62, 223.42, 224.21, 225.01, 225.81, 226.61, 227.4, 228.2, 229, 229.8, 230.6, 231.39, 232.19, 232.99, 233.79, 234.59, 235.39, 236.19, 236.99, 237.79, 238.59, 239.39, 240.19, 240.99, 241.79, 242.59, 243.39, 244.19, 244.99, 245.79, 246.59, 247.39, 248.19, 248.99, 249.79, 250.6, 251.4, 252.2, 253, 253.8, 254.6, 255.41, 256.21, 257.01, 257.81, 258.62, 259.42, 260.22, 261.02, 261.83, 262.63, 263.43, 264.24, 265.04, 265.84, 266.64, 267.45, 268.25, 269.05, 269.86, 270.66, 271.47, 272.27, 273.07, 273.88, 274.68, 275.48, 276.29, 277.09, 277.9, 278.7, 279.5, 280.31, 281.11, 281.92, 282.72, 283.53, 284.33, 285.13, 285.94, 286.74, 287.55, 288.35, 289.16, 289.96, 290.77, 291.57, 292.38, 293.18, 293.98, 294.79, 295.59, 296.4, 297.2, 298.01, 298.81, 299.62, 300.42, 301.23, 302.03, 302.84, 303.64, 304.44, 305.25, 306.05, 306.86, 307.66, 308.47, 309.27, 310.08, 310.88, 311.68, 312.49, 313.29, 314.1, 314.9, 315.71, 316.51, 317.31, 318.12, 318.92, 319.73, 320.53, 321.33, 322.14, 322.94, 323.74, 324.55, 325.35, 326.16, 326.96, 327.76, 328.57, 329.37, 330.17, 330.98, 331.78, 332.58, 333.38, 334.19, 334.99, 335.79, 336.59, 337.4, 338.2, 339, 339.8, 340.61, 341.41, 342.21, 343.01, 343.81, 344.61, 345.42, 346.22, 347.02, 347.82, 348.62, 349.42, 350.22, 351.02, 351.82, 352.62, 353.42, 354.22, 355.02, 355.82, 356.62, 357.42, 358.22, 359.02, 359.82, 360.62, 361.42, 362.22, 363.02, 363.82, 364.61, 365.41, 366.21, 367.01, 367.81, 368.6, 369.4, 370.2, 370.99, 371.79, 372.59, 373.38, 374.18, 374.98, 375.77, 376.57, 377.37, 378.16, 378.96, 379.75, 380.55, 381.34, 382.14, 382.93, 383.72, 384.52, 385.31, 386.11, 386.9, 387.69, 388.48, 389.28, 390.07, 390.86, 391.65, 392.45, 393.24, 394.03]
GA01SUMO-SBD11-08-NUTNRB000 | CGMGA-01SUMO-00003 | GA01SUMO-00003 | 3 | CGINS-NUTNRB-00283 | 283 | CC_eno3 | [0.00594811, 0.00098478, 0.00092779, 0.00308725, 0.00017873, 0.00247579, 0.0021146, 0.00402339, 0.00427185, 0.00033459, 0.00137898, 0.00708257, 0.00320359, 0.00852001, 0.00790278, 0.00350386, 0.003093, 0.0018099, 0.00153596, 0.00158033, -0.00297467, 0.00085916, 0.00409771, 0.00520453, 0.00608119, 0.00671509, 0.00676473, 0.0067143, 0.00646192, 0.00623119, 0.00598492, 0.00566827, 0.00535379, 0.00503317, 0.00471542, 0.00437646, 0.00404294, 0.00372666, 0.00340045, 0.00308964, 0.00278182, 0.00249928, 0.00222651, 0.00197284, 0.00173493, 0.00151511, 0.00131857, 0.00113815, 0.00098083, 0.00083574, 0.0007084, 0.00059769, 0.00050783, 0.00043188, 0.00035754, 0.00028113, 0.00022927, 0.00018885, 0.00014892, 0.00011706, 8.966e-05, 6.344e-05, 5.285e-05, 3.447e-05, 2.155e-05, 1.191e-05, 5.18e-06, -5.03e-06, -6.73e-06, -9.73e-06, -1.248e-05, -1.591e-05, -1.762e-05, -1.247e-05, -1.157e-05, -8.79e-06, -1.689e-05, -2.2e-06, -4.2e-07, 1.34e-06, 1.88e-06, -2.68e-06, 5.3e-06, 3.99e-06, 2e-06, 9.27e-06, 9.19e-06, 1.643e-05, 2.141e-05, 2.029e-05, 2.129e-05, 2.928e-05, 2.85e-05, 3.684e-05, 3.941e-05, 4.078e-05, 4.32e-05, 4.441e-05, 4.697e-05, 4.595e-05, 4.104e-05, 5.987e-05, 6.097e-05, 6.455e-05, 7.188e-05, 7.419e-05, 8.148e-05, 8.454e-05, 0.0001027, 9.347e-05, 9.156e-05, 8.324e-05, 9.227e-05, 0.00010075, 0.00010652, 0.00010725, 0.00011049, 0.00011926, 0.00012284, 0.00012685, 0.00012227, 0.00013787, 0.00013787, 0.00013836, 0.00013684, 0.00016075, 0.00012889, 0.00016103, 0.00015614, 0.00016615, 0.00016374, 0.00017804, 0.00017219, 0.00018314, 0.00017839, 0.0001756, 0.0001942, 0.00019445, 0.00019907, 0.00020603, 0.00020659, 0.00021824, 0.00021883, 0.00022623, 0.00022363, 0.00022765, 0.0002315, 0.00023867, 0.00023103, 0.00023625, 0.00024023, 0.00025668, 0.0002483, 0.000262, 0.00025121, 0.0002648, 0.0002708, 0.00026682, 0.00025976, 0.000281, 0.00027594, 0.00027496, 0.00028386, 0.0002886, 0.00029611, 0.00030301, 0.00029505, 0.00029562, 0.00031056, 0.00028557, 0.00029908, 0.00028403, 0.00031068, 0.00029759, 0.00030729, 0.00032468, 0.00033547, 0.0003274, 0.00033718, 0.00032602, 0.00032861, 0.0003251, 0.00034926, 0.00034474, 0.00035754, 0.00035649, 0.00034514, 0.00035534, 0.00037228, 0.00036283, 0.00037389, 0.00038071, 0.00036282, 0.00038497, 0.00038328, 0.0004062, 0.00040033, 0.00039612, 0.00040994, 0.00041701, 0.00041118, 0.00039581, 0.00040374, 0.00041091, 0.00041735, 0.00042215, 0.00043951, 0.00044461, 0.00044345, 0.00043756, 0.00044661, 0.00042104, 0.00042899, 0.0004372, 0.0004198, 0.00043634, 0.0004525, 0.00043702, 0.00046955, 0.00046139, 0.00046704, 0.00045434, 0.00049484, 0.00047043, 0.00048561, 0.00049337, 0.00051095, 0.00048442, 0.0005108, 0.0004944, 0.00050942, 0.00052157, 0.00050208, 0.00050434, 0.00047725, 0.00051511, 0.00052204, 0.00049423, 0.00054855, 0.00055468, 0.00054347, 0.00055981, 0.00057484, 0.00053208, 0.00059042, 0.00058334, 0.00059452, 0.00057572, 0.000546, 0.00055691, 0.00060473, 0.00059866, 0.0005757, 0.00060263, 0.00059739, 0.00060076]
GA01SUMO-SBD11-08-NUTNRB000 | CGMGA-01SUMO-00003 | GA01SUMO-00003 | 3 | CGINS-NUTNRB-00283 | 283 | CC_eswa | [0.00490646, 0.00596123, 0.01002424, 0.00967059, 0.01215853, 0.00977018, 0.01050647, 0.00540157, 0.00599605, 0.00909568, 0.01335798, 0.01286179, 0.03186522, 0.0429011, 0.05202475, 0.057065, 0.06215008, 0.06486349, 0.06611007, 0.06823442, 0.07161085, 0.0662465, 0.06094849, 0.05530635, 0.04849866, 0.04131021, 0.03490825, 0.02920925, 0.02423815, 0.01999349, 0.0163832, 0.01335585, 0.0108249, 0.00872976, 0.00699649, 0.00558418, 0.00443043, 0.00348299, 0.00274028, 0.00214476, 0.00168308, 0.00131194, 0.00102414, 0.00081933, 0.00064813, 0.00052017, 0.00042764, 0.00034881, 0.0002812, 0.0002383, 0.00019835, 0.00017395, 0.00014772, 0.00011899, 0.00010649, 9.809e-05, 8.024e-05, 6.158e-05, 5.401e-05, 4.892e-05, 3.982e-05, 3.346e-05, 1.745e-05, 1.419e-05, 1.146e-05, 1.249e-05, 6.9e-07, 9.28e-06, 1.32e-06, -3.06e-06, -6.8e-06, -1.909e-05, -3.44e-06, -1.247e-05, -8.59e-06, -1.093e-05, -3.44e-06, -8.1e-07, 2.42e-06, -1.209e-05, -8.34e-06, -2.2e-07, -3.05e-06, 1.2e-07, 1.07e-06, 8.15e-06, 1.788e-05, 1.326e-05, 1.173e-05, 1.813e-05, 1.445e-05, 1.045e-05, 2.489e-05, 1.432e-05, 1.813e-05, 1.184e-05, 1.644e-05, 1.176e-05, 8.94e-06, 2.086e-05, 3.233e-05, 1.221e-05, 1.231e-05, 2.622e-05, 1.868e-05, 1.039e-05, 1.423e-05, -2.68e-06, -3.4e-07, 7.25e-06, 5.44e-06, 2.062e-05, 5.2e-07, -3.885e-05, 1.149e-05, -7.35e-06, 1.647e-05, 1.265e-05, -7.76e-06, -1.034e-05, 1.144e-05, -3.013e-05, -1.406e-05, -7.31e-06, -9.91e-06, -1.381e-05, 4.1e-06, -1.55e-05, -1.497e-05, -1.54e-06, -8.05e-06, -1.152e-05, -2.33e-06, -1.286e-05, -6.79e-06, -7.33e-06, -6.79e-06, -1.409e-05, -1.142e-05, -3.86e-06, -9e-06, -6.3e-06, -5.31e-06, -5.65e-06, -1.34e-06, 4.06e-06, -6.4e-07, -1.33e-06, 5.27e-06, 9.89e-06, 3.23e-06, 4.35e-06, 1.085e-05, -2.33e-06, 1.579e-05, 2.82e-06, 1.552e-05, 2.32e-05, 2.311e-05, 6.51e-06, 2.058e-05, 1.67e-05, 1.411e-05, 2.735e-05, 1.816e-05, 2.817e-05, 4.511e-05, 2.942e-05, 2.398e-05, 5.415e-05, 4.95e-05, 7.484e-05, 4.333e-05, 5.605e-05, 4.946e-05, 4.129e-05, 3.761e-05, 6.556e-05, 5.388e-05, 6.981e-05, 6.322e-05, 8.231e-05, 7.666e-05, 8.439e-05, 6.158e-05, 8.076e-05, 9.064e-05, 0.00010425, 0.00010032, 0.00010238, 0.00010742, 0.00010414, 9.345e-05, 9.042e-05, 9.846e-05, 8.164e-05, 0.00010614, 0.00010038, 9.517e-05, 0.00012324, 0.0001206, 0.00013914, 0.00011563, 0.00012365, 0.00012992, 0.00015365, 0.0001281, 0.00010729, 0.00010471, 0.0001315, 0.00012189, 0.00015335, 0.00013342, 0.0001563, 0.0001758, 0.0001516, 0.00015769, 0.00017952, 0.00018188, 0.00017462, 0.00017567, 0.00018446, 0.00017866, 0.00019834, 0.00014518, 0.00017122, 0.00015186, 0.00017763, 0.00012693, 0.00015384, 0.00018157, 0.0001348, 0.00019628, 0.00018459, 0.000217, 0.00020914, 0.00021514, 0.00021321, 0.00018295, 0.0001873, 0.00018958, 0.00016017, 0.00019298, 0.000199, 0.00014864, 0.00020466, 0.00021557, 0.00019963, 0.0002196, 0.00024257, 0.00025172, 0.00025186, 0.00023006, 0.00022056, 0.00021926, 0.00022102]
GA01SUMO-SBD11-08-NUTNRB000 | CGMGA-01SUMO-00003 | GA01SUMO-00003 | 3 | CGINS-NUTNRB-00283 | 283 | CC_di | [60, 70, 101, 111, 117, 114, 114, 111, 102, 108, 120, 195, 496, 1339, 3129, 6222, 10271, 14604, 18369, 21294, 23482, 25190, 26744, 28380, 30199, 32258, 34660, 37286, 40143, 43008, 45788, 48272, 50142, 51221, 51511, 50864, 49412, 47339, 44960, 42490, 40137, 38048, 36258, 34924, 33921, 33320, 33144, 33271, 33745, 34587, 35747, 37215, 38971, 40843, 42988, 45238, 47422, 49503, 51260, 52623, 53487, 53760, 53317, 52295, 50733, 48699, 46379, 43922, 41404, 38949, 36668, 34599, 32804, 31163, 29760, 28568, 27556, 26732, 26070, 25522, 25136, 24882, 24767, 24756, 24870, 25102, 25417, 25810, 26261, 26756, 27257, 27752, 28231, 28652, 28930, 29028, 28962, 28718, 28273, 27664, 26855, 25916, 24850, 23782, 22687, 21606, 20568, 19604, 18765, 17995, 17312, 16733, 16214, 15771, 15492, 15219, 15062, 14943, 14867, 14894, 14983, 15092, 15296, 15564, 15874, 16259, 16690, 17186, 17726, 18308, 18940, 19570, 20213, 20863, 21508, 22134, 22718, 23232, 23664, 24049, 24301, 24497, 24579, 24536, 24366, 24132, 23800, 23404, 22934, 22396, 21811, 21237, 20634, 20008, 19421, 18819, 18274, 17720, 17186, 16707, 16264, 15819, 15439, 15119, 14808, 14539, 14296, 14051, 13846, 13639, 13426, 13234, 13001, 12814, 12653, 12512, 12395, 12308, 12223, 12192, 12180, 12187, 12208, 12241, 12254, 12303, 12343, 12376, 12420, 12430, 12441, 12436, 12413, 12417, 12428, 12432, 12434, 12411, 12374, 12357, 12304, 12258, 12178, 12113, 12019, 11921, 11794, 11634, 11463, 11299, 11109, 10916, 10693, 10482, 10248, 10003, 9762, 9522, 9303, 9078, 8865, 8671, 8466, 8236, 7966, 7736, 7517, 7320, 7148, 7000, 6882, 6744, 6662, 6577, 6512, 6469, 6438, 6362, 6269, 6173, 6074, 5993, 5928, 5857, 5796, 5784, 5758, 5747, 5729, 5724, 5742, 5752, 5789, 5814, 5761, 5761]
GA01SUMO-RID16-07-NUTNRB000 | CGMGA-01SUMO-00003 | GA01SUMO-00003 | 3 | CGINS-NUTNRB-00272 | 272 | CC_lower_wavelength_limit_for_spectra_fit | 217 | Constant
GA01SUMO-RID16-07-NUTNRB000 | CGMGA-01SUMO-00003 | GA01SUMO-00003 | 3 | CGINS-NUTNRB-00272 | 272 | CC_upper_wavelength_limit_for_spectra_fit | 240 | Constant
GA01SUMO-RID16-07-NUTNRB000 | CGMGA-01SUMO-00003 | GA01SUMO-00003 | 3 | CGINS-NUTNRB-00272 | 272 | CC_cal_temp | 19.94
GA01SUMO-RID16-07-NUTNRB000 | CGMGA-01SUMO-00003 | GA01SUMO-00003 | 3 | CGINS-NUTNRB-00272 | 272 | CC_wl | [189.4, 190.2, 190.99, 191.79, 192.58, 193.38, 194.18, 194.97, 195.77, 196.57, 197.36, 198.16, 198.96, 199.76, 200.55, 201.35, 202.15, 202.95, 203.75, 204.54, 205.34, 206.14, 206.94, 207.74, 208.54, 209.34, 210.14, 210.94, 211.74, 212.54, 213.34, 214.14, 214.94, 215.74, 216.54, 217.34, 218.14, 218.94, 219.74, 220.54, 221.34, 222.14, 222.94, 223.75, 224.55, 225.35, 226.15, 226.95, 227.75, 228.56, 229.36, 230.16, 230.96, 231.77, 232.57, 233.37, 234.17, 234.98, 235.78, 236.58, 237.39, 238.19, 238.99, 239.79, 240.6, 241.4, 242.2, 243.01, 243.81, 244.62, 245.42, 246.22, 247.03, 247.83, 248.63, 249.44, 250.24, 251.05, 251.85, 252.65, 253.46, 254.26, 255.07, 255.87, 256.68, 257.48, 258.28, 259.09, 259.89, 260.7, 261.5, 262.31, 263.11, 263.92, 264.72, 265.53, 266.33, 267.13, 267.94, 268.74, 269.55, 270.35, 271.16, 271.96, 272.77, 273.57, 274.38, 275.18, 275.99, 276.79, 277.59, 278.4, 279.2, 280.01, 280.81, 281.62, 282.42, 283.23, 284.03, 284.83, 285.64, 286.44, 287.25, 288.05, 288.86, 289.66, 290.46, 291.27, 292.07, 292.88, 293.68, 294.48, 295.29, 296.09, 296.89, 297.7, 298.5, 299.31, 300.11, 300.91, 301.72, 302.52, 303.32, 304.13, 304.93, 305.73, 306.53, 307.34, 308.14, 308.94, 309.74, 310.55, 311.35, 312.15, 312.95, 313.76, 314.56, 315.36, 316.16, 316.96, 317.77, 318.57, 319.37, 320.17, 320.97, 321.77, 322.57, 323.37, 324.17, 324.97, 325.77, 326.58, 327.38, 328.18, 328.98, 329.78, 330.57, 331.37, 332.17, 332.97, 333.77, 334.57, 335.37, 336.17, 336.97, 337.77, 338.56, 339.36, 340.16, 340.96, 341.76, 342.55, 343.35, 344.15, 344.94, 345.74, 346.54, 347.33, 348.13, 348.93, 349.72, 350.52, 351.31, 352.11, 352.9, 353.7, 354.49, 355.29, 356.08, 356.88, 357.67, 358.47, 359.26, 360.05, 360.85, 361.64, 362.43, 363.22, 364.02, 364.81, 365.6, 366.39, 367.18, 367.98, 368.77, 369.56, 370.35, 371.14, 371.93, 372.72, 373.51, 374.3, 375.09, 375.88, 376.67, 377.46, 378.24, 379.03, 379.82, 380.61, 381.39, 382.18, 382.97, 383.76, 384.54, 385.33, 386.11, 386.9, 387.68, 388.47, 389.25, 390.04, 390.82, 391.61, 392.39, 393.17]
GA01SUMO-RID16-07-NUTNRB000 | CGMGA-01SUMO-00003 | GA01SUMO-00003 | 3 | CGINS-NUTNRB-00272 | 272 | CC_eno3 | [0.00129464, 0.00265076, 0.00158269, -0.00137198, 0.00573093, 0.00948249, 0.00307821, 0.00248165, 0.00613332, 0.0007348, -0.00101154, 0.00167273, 0.00061587, 0.00116112, 0.00054405, 0.00235093, 0.00078784, 0.00248163, 0.00047553, 0.00058254, 0.00210309, 0.00174964, 0.00297071, 0.00512657, 0.00540428, 0.00631862, 0.00654246, 0.00653375, 0.00638248, 0.00622585, 0.00593374, 0.00566032, 0.00535809, 0.00504414, 0.00471724, 0.00441275, 0.00409468, 0.00377261, 0.00346817, 0.0031661, 0.00286512, 0.00258316, 0.00231042, 0.002055, 0.00180932, 0.00158395, 0.00139005, 0.00120666, 0.00103771, 0.00088868, 0.00074841, 0.00063152, 0.00054508, 0.0004542, 0.00037603, 0.0003056, 0.00025676, 0.00020997, 0.00016315, 0.00012927, 0.00010135, 7.361e-05, 5.582e-05, 3.912e-05, 3.124e-05, 2.064e-05, 1.289e-05, -1.55e-06, -3.14e-06, -7.52e-06, -1.041e-05, -5.22e-06, -9.59e-06, -1.227e-05, -1.536e-05, -5.45e-06, -1.307e-05, -7.02e-06, -1.18e-05, -6.81e-06, -6.52e-06, -2e-08, -4.46e-06, 3.56e-06, 1.668e-05, 5.48e-06, 4.07e-06, 1.344e-05, 1.223e-05, 1.553e-05, 2.439e-05, 2.271e-05, 2.896e-05, 3.037e-05, 2.793e-05, 2.73e-05, 3.603e-05, 3.975e-05, 4.268e-05, 5.228e-05, 5.428e-05, 5.687e-05, 6.451e-05, 6.848e-05, 6.828e-05, 7.334e-05, 7.28e-05, 8.303e-05, 9.256e-05, 8.358e-05, 8.812e-05, 9.284e-05, 9.456e-05, 9.627e-05, 0.00010508, 0.00010238, 0.00010924, 0.00011632, 0.00012052, 0.00013494, 0.00013624, 0.00013866, 0.00013631, 0.00013991, 0.00014412, 0.00013443, 0.00014778, 0.00015905, 0.00016877, 0.00016202, 0.00016887, 0.00016377, 0.00016535, 0.00016607, 0.0001762, 0.00017994, 0.00018853, 0.00018564, 0.00018695, 0.00019325, 0.00020019, 0.00019542, 0.00020686, 0.00020905, 0.00021505, 0.00021388, 0.00021756, 0.00022268, 0.00022166, 0.00021995, 0.00022372, 0.00023285, 0.00023248, 0.00023089, 0.00023249, 0.00023673, 0.00023472, 0.00024614, 0.00024643, 0.00024869, 0.00025225, 0.00025893, 0.00025296, 0.00026907, 0.00026466, 0.00027954, 0.00027185, 0.00028214, 0.00027913, 0.00029132, 0.00028867, 0.00028416, 0.00029571, 0.00030702, 0.00029273, 0.00030356, 0.00030121, 0.00030429, 0.00031172, 0.00030225, 0.00029828, 0.00032353, 0.00031063, 0.00033027, 0.00032564, 0.00032931, 0.00032911, 0.00034426, 0.00032944, 0.00032356, 0.00034697, 0.00035187, 0.00034473, 0.00034967, 0.000366, 0.00035253, 0.00036948, 0.00035414, 0.00034645, 0.0003539, 0.00036195, 0.00036121, 0.00037367, 0.00036663, 0.00037592, 0.00037388, 0.00036357, 0.00038239, 0.00038087, 0.00039601, 0.00041125, 0.00040527, 0.00040959, 0.00040729, 0.00040557, 0.00040162, 0.00040576, 0.00040923, 0.00042862, 0.00041992, 0.00041002, 0.0004401, 0.00042062, 0.00042566, 0.00043238, 0.00044517, 0.00043428, 0.0004529, 0.00045957, 0.000458, 0.00046672, 0.00047373, 0.00046798, 0.00047806, 0.00047912, 0.00046872, 0.00048102, 0.00046813, 0.00047417, 0.0005076, 0.00048418, 0.00048819, 0.00051303, 0.00049986, 0.00050519, 0.00051663, 0.00051363, 0.00050809, 0.00052953, 0.00053759, 0.00052067, 0.00054491, 0.00052788, 0.00053339, 0.00053766, 0.00054061]
GA01SUMO-RID16-07-NUTNRB000 | CGMGA-01SUMO-00003 | GA01SUMO-00003 | 3 | CGINS-NUTNRB-00272 | 272 | CC_eswa | [0.00828129, 0.01109826, 0.00891979, 0.01316901, 0.00829745, 0.00926636, 0.0114736, 0.01018055, 0.00665988, 0.01154397, 0.00889052, 0.01239462, 0.02031144, 0.03209944, 0.04159348, 0.04863266, 0.05560035, 0.05982032, 0.06321916, 0.06359911, 0.06354554, 0.06244535, 0.05955174, 0.05521994, 0.04970781, 0.04356621, 0.0370434, 0.03118422, 0.02591854, 0.02135829, 0.0174629, 0.01419776, 0.01149065, 0.00925989, 0.00741632, 0.00590069, 0.00469276, 0.00370266, 0.00291801, 0.0022804, 0.00177521, 0.00138835, 0.00108332, 0.00084491, 0.00065946, 0.00052501, 0.0004094, 0.00031773, 0.0002634, 0.00022047, 0.00018771, 0.00015866, 0.00012423, 0.00010437, 9.338e-05, 8.222e-05, 5.648e-05, 5.261e-05, 4.195e-05, 3.785e-05, 3.23e-05, 2.342e-05, 1.607e-05, 1.544e-05, 8.28e-06, 3.7e-06, 7e-07, 3.99e-06, 2.01e-06, 1.59e-06, 6.04e-06, -3.53e-06, -1.6e-07, -8.12e-06, -4.28e-06, -1.39e-06, -5.25e-06, -6.57e-06, -1.028e-05, -7.31e-06, -7.97e-06, -6.6e-07, 7.2e-06, 2.3e-07, -6.67e-06, 9.83e-06, 9.83e-06, 5.65e-06, 3.13e-06, 1.392e-05, 6.26e-06, 1.713e-05, 1.418e-05, 1.925e-05, 3.228e-05, 2.7e-05, 2.007e-05, 2.522e-05, 2.952e-05, 2.511e-05, 2.592e-05, 1.754e-05, 2.675e-05, 2.752e-05, 3.073e-05, 3.869e-05, 4.157e-05, 4.035e-05, 5.011e-05, 5.754e-05, 5.994e-05, 5.978e-05, 5.774e-05, 7.302e-05, 6.636e-05, 7.846e-05, 7.188e-05, 7.215e-05, 7.205e-05, 7.368e-05, 7.17e-05, 8.755e-05, 7.479e-05, 8.198e-05, 8.628e-05, 0.0001077, 0.00010542, 0.00010833, 9.319e-05, 0.00010496, 0.00010909, 0.00012444, 0.00011831, 0.00012378, 0.0001179, 0.00013196, 0.00012331, 0.00012943, 0.00013315, 0.00012684, 0.00013524, 0.00014136, 0.00014621, 0.00014997, 0.00015297, 0.00016002, 0.00017031, 0.00016458, 0.00017941, 0.00018174, 0.00018253, 0.00018171, 0.00019573, 0.00019492, 0.00020608, 0.00020126, 0.00021325, 0.00021071, 0.00021454, 0.00021194, 0.00023677, 0.00023416, 0.00023007, 0.00023476, 0.00026228, 0.00024069, 0.00024644, 0.0002469, 0.00024779, 0.00024174, 0.00024473, 0.00025674, 0.00025654, 0.00026218, 0.00027536, 0.00026871, 0.00028347, 0.00028499, 0.00027195, 0.00031104, 0.00030511, 0.00029749, 0.00032012, 0.00030864, 0.00030754, 0.00031606, 0.00032302, 0.00030189, 0.00033849, 0.00035583, 0.00033033, 0.00032402, 0.00035019, 0.0003432, 0.00035457, 0.00036006, 0.00034795, 0.00036955, 0.0003802, 0.00039377, 0.00038386, 0.00040034, 0.00037655, 0.00038646, 0.00038828, 0.00040776, 0.00041846, 0.00040642, 0.00042015, 0.00040279, 0.00039414, 0.00042308, 0.00042349, 0.00044083, 0.00043201, 0.00045055, 0.0004422, 0.00043505, 0.00043424, 0.000446, 0.00045632, 0.00044028, 0.00046144, 0.00046213, 0.00047973, 0.00048153, 0.00047815, 0.00048772, 0.00048063, 0.00046315, 0.00047024, 0.000482, 0.00048369, 0.00052042, 0.00050111, 0.00050039, 0.0004995, 0.00054041, 0.00052989, 0.0005266, 0.0005515, 0.00055743, 0.00053923, 0.00055024, 0.00052826, 0.00051962, 0.00055018, 0.00060394, 0.00054109, 0.00056233, 0.00057789, 0.00055151, 0.0005845, 0.00060017, 0.00059711, 0.00060108]
GA01SUMO-RID16-07-NUTNRB000 | CGMGA-01SUMO-00003 | GA01SUMO-00003 | 3 | CGINS-NUTNRB-00272 | 272 | CC_di | [76, 75, 82, 106, 90, 95, 108, 116, 107, 124, 136, 174, 357, 896, 2126, 4448, 7898, 11984, 15843, 18883, 21027, 22474, 23541, 24500, 25530, 26762, 28299, 30155, 32356, 34962, 37831, 40948, 44116, 47163, 49863, 51923, 53179, 53437, 52782, 51225, 49079, 46623, 44049, 41670, 39552, 37804, 36459, 35494, 34939, 34786, 34960, 35456, 36287, 37363, 38733, 40336, 42084, 44017, 46022, 47983, 49806, 51407, 52603, 53385, 53568, 53124, 52137, 50607, 48646, 46376, 43990, 41513, 39138, 36866, 34821, 32989, 31338, 29887, 28632, 27586, 26694, 26010, 25459, 25042, 24770, 24642, 24627, 24752, 24980, 25318, 25760, 26289, 26883, 27533, 28200, 28835, 29423, 29931, 30303, 30506, 30495, 30281, 29879, 29241, 28466, 27572, 26558, 25536, 24515, 23518, 22609, 21744, 20975, 20336, 19734, 19268, 18858, 18548, 18310, 18177, 18098, 18132, 18204, 18377, 18623, 18961, 19351, 19846, 20366, 20959, 21630, 22358, 23085, 23889, 24703, 25554, 26397, 27237, 28054, 28841, 29585, 30226, 30822, 31300, 31650, 31908, 32026, 32003, 31897, 31639, 31273, 30842, 30331, 29740, 29124, 28427, 27742, 27046, 26336, 25651, 25019, 24355, 23741, 23183, 22679, 22170, 21708, 21255, 20835, 20415, 20009, 19610, 19202, 18835, 18500, 18173, 17911, 17668, 17439, 17315, 17178, 17090, 17050, 17035, 17010, 17006, 17022, 17023, 17070, 17093, 17088, 17088, 17116, 17105, 17131, 17164, 17183, 17211, 17222, 17237, 17232, 17255, 17248, 17259, 17253, 17230, 17189, 17128, 17055, 16960, 16832, 16708, 16534, 16346, 16109, 15899, 15620, 15337, 15050, 14775, 14498, 14228, 13931, 13611, 13279, 12906, 12539, 12219, 11896, 11603, 11366, 11150, 10944, 10782, 10608, 10476, 10356, 10250, 10109, 9948, 9755, 9579, 9418, 9273, 9136, 9020, 8949, 8898, 8800, 8756, 8722, 8691, 8684, 8676, 8576, 8576]
GA01SUMO-SBD12-04-PCO2AA000 | CGMGA-01SUMO-00003 | GA01SUMO-00003 | 3 | CGINS-PCO2AA-34231 | 34-231-50A |  |  | No Calibration Coefficient
GA01SUMO-SBD12-05-WAVSSA000 | CGMGA-01SUMO-00003 | GA01SUMO-00003 | 3 | CGINS-WAVSSA-05981 | TAS05981 | CC_lat
GA01SUMO-SBD12-05-WAVSSA000 | CGMGA-01SUMO-00003 | GA01SUMO-00003 | 3 | CGINS-WAVSSA-05981 | TAS05981 | CC_lon
GA01SUMO-SBD12-01-OPTAAD000 | CGMGA-01SUMO-00003 | GA01SUMO-00003 | 3 | CGINS-OPTAAD-00187 | 187 | CC_cwlngth | [399.80000000, 403.50000000, 407.10000000, 410.30000000, 413.90000000, 417.30000000, 421.40000000, 425.80000000, 429.50000000, 433.60000000, 437.30000000, 441.60000000, 445.80000000, 450.80000000, 454.80000000, 459.40000000, 463.40000000, 467.80000000, 472.40000000, 477.50000000, 482.00000000, 486.60000000, 490.90000000, 495.50000000, 499.80000000, 504.50000000, 509.00000000, 514.20000000, 518.50000000, 523.50000000, 528.00000000, 532.50000000, 536.60000000, 541.50000000, 545.70000000, 550.50000000, 554.80000000, 559.60000000, 563.90000000, 568.50000000, 572.20000000, 576.30000000, 580.30000000, 584.10000000, 588.80000000, 593.00000000, 597.60000000, 601.90000000, 606.60000000, 611.20000000, 615.70000000, 620.00000000, 624.70000000, 629.00000000, 633.50000000, 637.80000000, 642.50000000, 646.60000000, 651.60000000, 656.00000000, 660.60000000, 664.90000000, 669.60000000, 673.90000000, 678.50000000, 682.40000000, 686.90000000, 691.10000000, 695.30000000, 699.20000000, 703.30000000, 707.60000000, 711.30000000, 715.50000000, 719.70000000, 723.80000000, 727.60000000, 731.60000000, 735.30000000]
GA01SUMO-SBD12-01-OPTAAD000 | CGMGA-01SUMO-00003 | GA01SUMO-00003 | 3 | CGINS-OPTAAD-00187 | 187 | CC_ccwo | [ 1.28845600, 1.35372900, 1.44436200, 1.52178700, 1.60082900, 1.66439900, 1.72529600, 1.78473900, 1.83781700, 1.88982600, 1.94148000, 1.98650100, 2.03019400, 2.07341100, 2.11063700, 2.14386700, 2.17747100, 2.20784500, 2.23770200, 2.26517600, 2.28912900, 2.31383300, 2.33595400, 2.35689100, 2.37603500, 2.39183400, 2.40547300, 2.41656400, 2.42813600, 2.43868200, 2.44817800, 2.45693200, 2.46409600, 2.47208900, 2.47956900, 2.48618900, 2.49252500, 2.49617300, 2.49917900, 2.49834100, 2.49682800, 2.49065200, 2.48088800, 2.46658800, 2.44014400, 2.41291200, 2.38350100, 2.35746100, 2.34219500, 2.33429800, 2.32837100, 2.32355600, 2.31759500, 2.31134800, 2.30538500, 2.29708200, 2.28659400, 2.27527400, 2.25804400, 2.23744000, 2.22044500, 2.20777700, 2.19782600, 2.18700700, 2.17317700, 2.15339700, 2.12433400, 2.08513400, 2.03720200, 1.97269400, 1.89033100, 1.78561700, 1.65419900, 1.49078200, 1.29107400, 1.05342900, 0.78740100, 0.51810400, 0.34490500]
GA01SUMO-SBD12-01-OPTAAD000 | CGMGA-01SUMO-00003 | GA01SUMO-00003 | 3 | CGINS-OPTAAD-00187 | 187 | CC_tcal | 19.4
GA01SUMO-SBD12-01-OPTAAD000 | CGMGA-01SUMO-00003 | GA01SUMO-00003 | 3 | CGINS-OPTAAD-00187 | 187 | CC_tbins | [ 0.52087400, 1.41328500, 2.46884600, 3.48237300, 4.49368400, 5.48517900, 6.49589300, 7.47723400, 8.49000000, 9.48700000, 10.48185200, 11.48478300, 12.48047600, 13.49300000, 14.50578900, 15.49833300, 16.48263200, 17.48388900, 18.47666700, 19.47117600, 20.49411800, 21.48500000, 22.47833300, 23.50381000, 24.48166700, 25.49758600, 26.49800000, 27.47434800, 28.48173900, 29.50450000, 30.50250000, 31.50684200, 32.52000000, 33.49055600, 34.49227300]
GA01SUMO-SBD12-01-OPTAAD000 | CGMGA-01SUMO-00003 | GA01SUMO-00003 | 3 | CGINS-OPTAAD-00187 | 187 | CC_awlngth | [399.40000000, 403.00000000, 406.20000000, 409.80000000, 413.00000000, 416.60000000, 420.30000000, 424.70000000, 428.50000000, 432.40000000, 436.10000000, 440.00000000, 444.40000000, 448.80000000, 453.20000000, 457.30000000, 461.50000000, 465.70000000, 470.30000000, 474.80000000, 479.70000000, 484.10000000, 488.70000000, 492.80000000, 497.20000000, 501.70000000, 506.40000000, 511.10000000, 515.60000000, 520.40000000, 525.10000000, 529.40000000, 533.70000000, 538.00000000, 542.30000000, 546.90000000, 551.20000000, 555.70000000, 560.10000000, 564.50000000, 568.60000000, 572.90000000, 576.80000000, 580.50000000, 584.60000000, 588.80000000, 593.00000000, 597.60000000, 601.80000000, 606.50000000, 610.70000000, 615.50000000, 619.90000000, 624.40000000, 628.50000000, 632.90000000, 637.20000000, 641.60000000, 645.80000000, 650.40000000, 654.70000000, 659.50000000, 663.70000000, 668.50000000, 672.60000000, 677.00000000, 681.20000000, 685.50000000, 689.70000000, 693.60000000, 697.80000000, 701.50000000, 705.80000000, 709.90000000, 713.70000000, 717.70000000, 721.70000000, 725.70000000, 729.60000000]
GA01SUMO-SBD12-01-OPTAAD000 | CGMGA-01SUMO-00003 | GA01SUMO-00003 | 3 | CGINS-OPTAAD-00187 | 187 | CC_acwo | [ -0.66878900, -0.53598100, -0.44006200, -0.37750800, -0.33585900, -0.30616100, -0.28253500, -0.26150600, -0.23971600, -0.21703000, -0.19306700, -0.16829300, -0.14266900, -0.11633100, -0.08844400, -0.05874200, -0.02903400, 0.00055800, 0.03119900, 0.06268800, 0.09347100, 0.12461800, 0.15522600, 0.18514400, 0.21445100, 0.24232300, 0.26944300, 0.29643600, 0.32447900, 0.35331800, 0.38194400, 0.41031500, 0.43807600, 0.46547900, 0.49215000, 0.51790600, 0.54353700, 0.56874200, 0.59295500, 0.61574900, 0.63603500, 0.65305100, 0.66640600, 0.67557800, 0.67772300, 0.67751300, 0.67193000, 0.66485400, 0.66302200, 0.67039300, 0.68431000, 0.70108000, 0.71818200, 0.73487900, 0.75126000, 0.76681900, 0.78124400, 0.79383900, 0.80295600, 0.80826300, 0.81128900, 0.81539600, 0.82311800, 0.83288300, 0.84205900, 0.84768900, 0.84796200, 0.84099800, 0.82441600, 0.79605500, 0.75345600, 0.69419100, 0.61430200, 0.50881100, 0.37319400, 0.20439800, -0.00204800, -0.24094200, -0.49123100]
GA01SUMO-SBD12-01-OPTAAD000 | CGMGA-01SUMO-00003 | GA01SUMO-00003 | 3 | CGINS-OPTAAD-00187 | 187 | CC_taarray | SheetRef:ACS187_CC_taarray
GA01SUMO-SBD12-01-OPTAAD000 | CGMGA-01SUMO-00003 | GA01SUMO-00003 | 3 | CGINS-OPTAAD-00187 | 187 | CC_tcarray | SheetRef:ACS187_CC_tcarray
GA01SUMO-RID16-01-OPTAAD000 | CGMGA-01SUMO-00003 | GA01SUMO-00003 | 3 | CGINS-OPTAAD-00193 | 193 | CC_cwlngth | [400.10000000, 403.50000000, 406.60000000, 409.80000000, 413.20000000, 416.90000000, 420.60000000, 424.70000000, 428.60000000, 432.40000000, 436.10000000, 440.00000000, 444.20000000, 448.60000000, 452.90000000, 457.30000000, 461.30000000, 465.50000000, 469.90000000, 474.70000000, 479.20000000, 483.90000000, 488.10000000, 492.50000000, 496.80000000, 501.20000000, 505.70000000, 510.70000000, 515.20000000, 520.10000000, 524.60000000, 529.10000000, 533.20000000, 537.70000000, 542.00000000, 546.40000000, 550.90000000, 555.50000000, 559.90000000, 564.50000000, 568.80000000, 573.00000000, 576.80000000, 580.80000000, 584.90000000, 589.10000000, 593.50000000, 598.10000000, 602.80000000, 607.10000000, 611.80000000, 616.70000000, 621.00000000, 625.40000000, 629.70000000, 634.20000000, 638.50000000, 642.60000000, 646.90000000, 651.60000000, 656.00000000, 660.60000000, 665.00000000, 669.00000000, 673.40000000, 677.60000000, 681.50000000, 685.90000000, 690.00000000, 693.70000000, 697.30000000, 701.20000000, 705.00000000, 708.80000000, 712.60000000, 716.50000000, 720.00000000, 723.70000000, 727.50000000, 731.60000000]
GA01SUMO-RID16-01-OPTAAD000 | CGMGA-01SUMO-00003 | GA01SUMO-00003 | 3 | CGINS-OPTAAD-00193 | 193 | CC_ccwo | [ -1.40613800, -1.33459800, -1.24659200, -1.14533800, -1.05506100, -0.95383300, -0.87581700, -0.80106600, -0.73430400, -0.65971800, -0.59946400, -0.53591200, -0.46871200, -0.41834700, -0.36054600, -0.31444900, -0.26883100, -0.21768800, -0.17868400, -0.13165100, -0.09274600, -0.05218600, -0.01593600, 0.02018700, 0.05570200, 0.08685800, 0.11960700, 0.14782800, 0.17503200, 0.20121800, 0.22718200, 0.25478200, 0.27609000, 0.29841300, 0.32323100, 0.34951100, 0.36917600, 0.39437000, 0.40843700, 0.43014700, 0.44828400, 0.46086200, 0.46963500, 0.47516300, 0.47517100, 0.46609700, 0.45469700, 0.44186600, 0.43151500, 0.43105800, 0.44044100, 0.45244700, 0.46281300, 0.47326900, 0.48123000, 0.49165700, 0.50217200, 0.50659400, 0.50822200, 0.50725300, 0.50438500, 0.50073100, 0.50290600, 0.50710000, 0.50996700, 0.51315500, 0.50916300, 0.49874000, 0.47841800, 0.44825200, 0.40882900, 0.35513200, 0.28048000, 0.18926400, 0.06733600, -0.07731000, -0.24434500, -0.43816300, -0.68130800, -0.93503800]
GA01SUMO-RID16-01-OPTAAD000 | CGMGA-01SUMO-00003 | GA01SUMO-00003 | 3 | CGINS-OPTAAD-00193 | 193 | CC_tcal | 19.4
GA01SUMO-RID16-01-OPTAAD000 | CGMGA-01SUMO-00003 | GA01SUMO-00003 | 3 | CGINS-OPTAAD-00193 | 193 | CC_tbins | [ 0.64600200, 1.45162200, 2.43112900, 3.46000000, 4.47104200, 5.50146300, 6.49631600, 7.47228600, 8.49100000, 9.49282600, 10.46725000, 11.48058800, 12.49551700, 13.50407400, 14.54514300, 15.50000000, 16.49333300, 17.49342900, 18.51470600, 19.50121200, 20.50375000, 21.49896600, 22.48689700, 23.49300000, 24.47400000, 25.47080000, 26.47652200, 27.46304300, 28.50260900, 29.49640000, 30.51913000, 31.49217400, 32.47521700, 33.49000000, 34.48636400, 35.00000000]
GA01SUMO-RID16-01-OPTAAD000 | CGMGA-01SUMO-00003 | GA01SUMO-00003 | 3 | CGINS-OPTAAD-00193 | 193 | CC_awlngth | [400.10000000, 403.50000000, 406.40000000, 409.80000000, 413.20000000, 416.70000000, 420.30000000, 424.40000000, 428.50000000, 432.00000000, 435.70000000, 439.80000000, 444.00000000, 448.50000000, 452.90000000, 456.90000000, 461.10000000, 465.40000000, 469.60000000, 474.50000000, 478.90000000, 483.60000000, 488.10000000, 492.10000000, 496.50000000, 500.90000000, 505.50000000, 510.20000000, 514.90000000, 519.70000000, 524.20000000, 528.70000000, 533.00000000, 537.30000000, 541.80000000, 546.30000000, 550.50000000, 555.20000000, 559.40000000, 564.00000000, 568.50000000, 572.70000000, 576.10000000, 580.30000000, 584.60000000, 586.90000000, 591.50000000, 595.90000000, 600.60000000, 604.80000000, 609.50000000, 614.40000000, 618.70000000, 623.20000000, 627.50000000, 631.90000000, 636.50000000, 640.70000000, 644.80000000, 649.30000000, 653.70000000, 658.30000000, 662.90000000, 667.00000000, 671.40000000, 675.40000000, 679.60000000, 683.80000000, 687.70000000, 692.00000000, 695.50000000, 699.20000000, 703.30000000, 706.80000000, 710.80000000, 714.40000000, 718.20000000, 721.70000000, 725.30000000, 729.40000000]
GA01SUMO-RID16-01-OPTAAD000 | CGMGA-01SUMO-00003 | GA01SUMO-00003 | 3 | CGINS-OPTAAD-00193 | 193 | CC_acwo | [ -0.71311300, -0.36341100, -0.09528000, 0.10032800, 0.23184800, 0.31988800, 0.38280800, 0.43483200, 0.48053700, 0.52399700, 0.56653700, 0.60761800, 0.64563000, 0.68430800, 0.72208100, 0.75935100, 0.79563000, 0.83068300, 0.86421900, 0.89684100, 0.92776900, 0.95805100, 0.98695200, 1.01419800, 1.04023000, 1.06430500, 1.08644600, 1.10710200, 1.12752100, 1.14830000, 1.16930300, 1.18945000, 1.20864100, 1.22731000, 1.24427500, 1.25895200, 1.27291000, 1.28688000, 1.30023500, 1.31236900, 1.32260400, 1.32972100, 1.33420000, 1.33516900, 1.33184100, 1.32925900, 1.31508400, 1.29579500, 1.27838900, 1.26951900, 1.26902600, 1.27241100, 1.27656300, 1.28075200, 1.28467500, 1.28840100, 1.29067600, 1.29132400, 1.29031000, 1.28554900, 1.27693500, 1.26735400, 1.26098400, 1.25773800, 1.25442700, 1.24885000, 1.23914400, 1.22303700, 1.19867300, 1.16642900, 1.12417500, 1.06861900, 0.99758800, 0.90925400, 0.79700700, 0.66353900, 0.50638000, 0.32126600, 0.09401500, -0.16985100]
GA01SUMO-RID16-01-OPTAAD000 | CGMGA-01SUMO-00003 | GA01SUMO-00003 | 3 | CGINS-OPTAAD-00193 | 193 | CC_taarray | SheetRef:ACS193_CC_taarray
GA01SUMO-RID16-01-OPTAAD000 | CGMGA-01SUMO-00003 | GA01SUMO-00003 | 3 | CGINS-OPTAAD-00193 | 193 | CC_tcarray | SheetRef:ACS193_CC_tcarray
GA01SUMO-SBD12-02-FLORTD000 | CGMGA-01SUMO-00003 | GA01SUMO-00003 | 3 | CGINS-FLORTD-01105 | 1105 | CC_dark_counts_volume_scatter | 50
GA01SUMO-SBD12-02-FLORTD000 | CGMGA-01SUMO-00003 | GA01SUMO-00003 | 3 | CGINS-FLORTD-01105 | 1105 | CC_scale_factor_volume_scatter | 1.738e-06
GA01SUMO-SBD12-02-FLORTD000 | CGMGA-01SUMO-00003 | GA01SUMO-00003 | 3 | CGINS-FLORTD-01105 | 1105 | CC_dark_counts_chlorophyll_a | 49
GA01SUMO-SBD12-02-FLORTD000 | CGMGA-01SUMO-00003 | GA01SUMO-00003 | 3 | CGINS-FLORTD-01105 | 1105 | CC_scale_factor_chlorophyll_a | 0.0118
GA01SUMO-SBD12-02-FLORTD000 | CGMGA-01SUMO-00003 | GA01SUMO-00003 | 3 | CGINS-FLORTD-01105 | 1105 | CC_dark_counts_cdom | 46
GA01SUMO-SBD12-02-FLORTD000 | CGMGA-01SUMO-00003 | GA01SUMO-00003 | 3 | CGINS-FLORTD-01105 | 1105 | CC_scale_factor_cdom | 0.0849
GA01SUMO-SBD12-02-FLORTD000 | CGMGA-01SUMO-00003 | GA01SUMO-00003 | 3 | CGINS-FLORTD-01105 | 1105 | CC_scattering_angle | 124 | Constant
GA01SUMO-SBD12-02-FLORTD000 | CGMGA-01SUMO-00003 | GA01SUMO-00003 | 3 | CGINS-FLORTD-01105 | 1105 | CC_measurement_wavelength | 700 | Constant
GA01SUMO-SBD12-02-FLORTD000 | CGMGA-01SUMO-00003 | GA01SUMO-00003 | 3 | CGINS-FLORTD-01105 | 1105 | CC_angular_resolution | 1.076 | Constant
GA01SUMO-SBD12-02-FLORTD000 | CGMGA-01SUMO-00003 | GA01SUMO-00003 | 3 | CGINS-FLORTD-01105 | 1105 | CC_depolarization_ratio | 0.039 | Constant
GA01SUMO-RID16-02-FLORTD000 | CGMGA-01SUMO-00003 | GA01SUMO-00003 | 3 | CGINS-FLORTD-01212 | 1212 | CC_dark_counts_volume_scatter | 42
GA01SUMO-RID16-02-FLORTD000 | CGMGA-01SUMO-00003 | GA01SUMO-00003 | 3 | CGINS-FLORTD-01212 | 1212 | CC_scale_factor_volume_scatter | 2.057e-06
GA01SUMO-RID16-02-FLORTD000 | CGMGA-01SUMO-00003 | GA01SUMO-00003 | 3 | CGINS-FLORTD-01212 | 1212 | CC_dark_counts_chlorophyll_a | 53
GA01SUMO-RID16-02-FLORTD000 | CGMGA-01SUMO-00003 | GA01SUMO-00003 | 3 | CGINS-FLORTD-01212 | 1212 | CC_scale_factor_chlorophyll_a | 0.0116
GA01SUMO-RID16-02-FLORTD000 | CGMGA-01SUMO-00003 | GA01SUMO-00003 | 3 | CGINS-FLORTD-01212 | 1212 | CC_dark_counts_cdom | 46
GA01SUMO-RID16-02-FLORTD000 | CGMGA-01SUMO-00003 | GA01SUMO-00003 | 3 | CGINS-FLORTD-01212 | 1212 | CC_scale_factor_cdom | 0.0873
GA01SUMO-RID16-02-FLORTD000 | CGMGA-01SUMO-00003 | GA01SUMO-00003 | 3 | CGINS-FLORTD-01212 | 1212 | CC_scattering_angle | 124 | Constant
GA01SUMO-RID16-02-FLORTD000 | CGMGA-01SUMO-00003 | GA01SUMO-00003 | 3 | CGINS-FLORTD-01212 | 1212 | CC_measurement_wavelength | 700 | Constant
GA01SUMO-RID16-02-FLORTD000 | CGMGA-01SUMO-00003 | GA01SUMO-00003 | 3 | CGINS-FLORTD-01212 | 1212 | CC_angular_resolution | 1.076 | Constant
GA01SUMO-RID16-02-FLORTD000 | CGMGA-01SUMO-00003 | GA01SUMO-00003 | 3 | CGINS-FLORTD-01212 | 1212 | CC_depolarization_ratio | 0.039 | Constant
GA01SUMO-RID16-03-CTDBPF000 | CGMGA-01SUMO-00003 | GA01SUMO-00003 | 3 | CGINS-CTDBPF-50062 | 16-50062 | CC_lat
GA01SUMO-RID16-03-CTDBPF000 | CGMGA-01SUMO-00003 | GA01SUMO-00003 | 3 | CGINS-CTDBPF-50062 | 16-50062 | CC_lon
GA01SUMO-RID16-03-CTDBPF000 | CGMGA-01SUMO-00003 | GA01SUMO-00003 | 3 | CGINS-CTDBPF-50062 | 16-50062 | CC_a0 | 0.0012405
GA01SUMO-RID16-03-CTDBPF000 | CGMGA-01SUMO-00003 | GA01SUMO-00003 | 3 | CGINS-CTDBPF-50062 | 16-50062 | CC_a1 | 0.00027517
GA01SUMO-RID16-03-CTDBPF000 | CGMGA-01SUMO-00003 | GA01SUMO-00003 | 3 | CGINS-CTDBPF-50062 | 16-50062 | CC_a2 | -1.0805e-06
GA01SUMO-RID16-03-CTDBPF000 | CGMGA-01SUMO-00003 | GA01SUMO-00003 | 3 | CGINS-CTDBPF-50062 | 16-50062 | CC_a3 | 1.8294e-07
GA01SUMO-RID16-03-CTDBPF000 | CGMGA-01SUMO-00003 | GA01SUMO-00003 | 3 | CGINS-CTDBPF-50062 | 16-50062 | CC_ptempa0 | -65.4203
GA01SUMO-RID16-03-CTDBPF000 | CGMGA-01SUMO-00003 | GA01SUMO-00003 | 3 | CGINS-CTDBPF-50062 | 16-50062 | CC_ptempa1 | 51.8627
GA01SUMO-RID16-03-CTDBPF000 | CGMGA-01SUMO-00003 | GA01SUMO-00003 | 3 | CGINS-CTDBPF-50062 | 16-50062 | CC_ptempa2 | -0.32554
GA01SUMO-RID16-03-CTDBPF000 | CGMGA-01SUMO-00003 | GA01SUMO-00003 | 3 | CGINS-CTDBPF-50062 | 16-50062 | CC_ptca0 | 525403
GA01SUMO-RID16-03-CTDBPF000 | CGMGA-01SUMO-00003 | GA01SUMO-00003 | 3 | CGINS-CTDBPF-50062 | 16-50062 | CC_ptca1 | 40.6539
GA01SUMO-RID16-03-CTDBPF000 | CGMGA-01SUMO-00003 | GA01SUMO-00003 | 3 | CGINS-CTDBPF-50062 | 16-50062 | CC_ptca2 | -0.81811
GA01SUMO-RID16-03-CTDBPF000 | CGMGA-01SUMO-00003 | GA01SUMO-00003 | 3 | CGINS-CTDBPF-50062 | 16-50062 | CC_ptcb0 | 24.8094
GA01SUMO-RID16-03-CTDBPF000 | CGMGA-01SUMO-00003 | GA01SUMO-00003 | 3 | CGINS-CTDBPF-50062 | 16-50062 | CC_ptcb1 | 0.000675
GA01SUMO-RID16-03-CTDBPF000 | CGMGA-01SUMO-00003 | GA01SUMO-00003 | 3 | CGINS-CTDBPF-50062 | 16-50062 | CC_ptcb2 | 0
GA01SUMO-RID16-03-CTDBPF000 | CGMGA-01SUMO-00003 | GA01SUMO-00003 | 3 | CGINS-CTDBPF-50062 | 16-50062 | CC_pa0 | 0.2453
GA01SUMO-RID16-03-CTDBPF000 | CGMGA-01SUMO-00003 | GA01SUMO-00003 | 3 | CGINS-CTDBPF-50062 | 16-50062 | CC_pa1 | 0.00049173
GA01SUMO-RID16-03-CTDBPF000 | CGMGA-01SUMO-00003 | GA01SUMO-00003 | 3 | CGINS-CTDBPF-50062 | 16-50062 | CC_pa2 | -6.6412e-12
GA01SUMO-RID16-03-CTDBPF000 | CGMGA-01SUMO-00003 | GA01SUMO-00003 | 3 | CGINS-CTDBPF-50062 | 16-50062 | CC_g | -0.98383
GA01SUMO-RID16-03-CTDBPF000 | CGMGA-01SUMO-00003 | GA01SUMO-00003 | 3 | CGINS-CTDBPF-50062 | 16-50062 | CC_h | 0.13943
GA01SUMO-RID16-03-CTDBPF000 | CGMGA-01SUMO-00003 | GA01SUMO-00003 | 3 | CGINS-CTDBPF-50062 | 16-50062 | CC_i | -0.00010521
GA01SUMO-RID16-03-CTDBPF000 | CGMGA-01SUMO-00003 | GA01SUMO-00003 | 3 | CGINS-CTDBPF-50062 | 16-50062 | CC_j | 2.754e-05
GA01SUMO-RID16-03-CTDBPF000 | CGMGA-01SUMO-00003 | GA01SUMO-00003 | 3 | CGINS-CTDBPF-50062 | 16-50062 | CC_cpcor | -9.57e-08
GA01SUMO-RID16-03-CTDBPF000 | CGMGA-01SUMO-00003 | GA01SUMO-00003 | 3 | CGINS-CTDBPF-50062 | 16-50062 | CC_ctcor | 3.25e-06
GA01SUMO-RID16-04-VELPTA000 | CGMGA-01SUMO-00003 | GA01SUMO-00003 | 3 | CGINS-VELPTA-12229 | AQD12229 | CC_lat
GA01SUMO-RID16-04-VELPTA000 | CGMGA-01SUMO-00003 | GA01SUMO-00003 | 3 | CGINS-VELPTA-12229 | AQD12229 | CC_lon
GA01SUMO-RID16-05-PCO2WB000 | CGMGA-01SUMO-00003 | GA01SUMO-00003 | 3 | CGINS-PCO2WB-C0127 | C0127 | CC_cala | 0.0363
GA01SUMO-RID16-05-PCO2WB000 | CGMGA-01SUMO-00003 | GA01SUMO-00003 | 3 | CGINS-PCO2WB-C0127 | C0127 | CC_calb | 0.6858
GA01SUMO-RID16-05-PCO2WB000 | CGMGA-01SUMO-00003 | GA01SUMO-00003 | 3 | CGINS-PCO2WB-C0127 | C0127 | CC_calc | -1.6829
GA01SUMO-RID16-05-PCO2WB000 | CGMGA-01SUMO-00003 | GA01SUMO-00003 | 3 | CGINS-PCO2WB-C0127 | C0127 | CC_calt | 14.9032
GA01SUMO-RID16-05-PCO2WB000 | CGMGA-01SUMO-00003 | GA01SUMO-00003 | 3 | CGINS-PCO2WB-C0127 | C0127 | CC_ea434 | 19706 | constant for each batch of reagent
GA01SUMO-RID16-05-PCO2WB000 | CGMGA-01SUMO-00003 | GA01SUMO-00003 | 3 | CGINS-PCO2WB-C0127 | C0127 | CC_ea620 | 34 | constant for each batch of reagent
GA01SUMO-RID16-05-PCO2WB000 | CGMGA-01SUMO-00003 | GA01SUMO-00003 | 3 | CGINS-PCO2WB-C0127 | C0127 | CC_eb434 | 3073 | constant for each batch of reagent
GA01SUMO-RID16-05-PCO2WB000 | CGMGA-01SUMO-00003 | GA01SUMO-00003 | 3 | CGINS-PCO2WB-C0127 | C0127 | CC_eb620 | 44327 | constant for each batch of reagent
GA01SUMO-RII11-02-CTDMOQ011 | CGMGA-01SUMO-00003 | GA01SUMO-00003 | 3 | CGINS-CTDMOQ-12606 | 37-12606 | Induction ID | 11 | Depth
GA01SUMO-RII11-02-CTDMOQ011 | CGMGA-01SUMO-00003 | GA01SUMO-00003 | 3 | CGINS-CTDMOQ-12606 | 37-12606 | CC_lat
GA01SUMO-RII11-02-CTDMOQ011 | CGMGA-01SUMO-00003 | GA01SUMO-00003 | 3 | CGINS-CTDMOQ-12606 | 37-12606 | CC_lon
GA01SUMO-RII11-02-CTDMOQ011 | CGMGA-01SUMO-00003 | GA01SUMO-00003 | 3 | CGINS-CTDMOQ-12606 | 37-12606 | CC_p_range | 1450
GA01SUMO-RII11-02-CTDMOQ011 | CGMGA-01SUMO-00003 | GA01SUMO-00003 | 3 | CGINS-CTDMOQ-12606 | 37-12606 | CC_wbotc | 2.6007e-07
GA01SUMO-RII11-02-CTDMOQ011 | CGMGA-01SUMO-00003 | GA01SUMO-00003 | 3 | CGINS-CTDMOQ-12606 | 37-12606 | CC_a0 | -0.00014561
GA01SUMO-RII11-02-CTDMOQ011 | CGMGA-01SUMO-00003 | GA01SUMO-00003 | 3 | CGINS-CTDMOQ-12606 | 37-12606 | CC_a1 | 0.00031212
GA01SUMO-RII11-02-CTDMOQ011 | CGMGA-01SUMO-00003 | GA01SUMO-00003 | 3 | CGINS-CTDMOQ-12606 | 37-12606 | CC_a2 | -4.7769e-06
GA01SUMO-RII11-02-CTDMOQ011 | CGMGA-01SUMO-00003 | GA01SUMO-00003 | 3 | CGINS-CTDMOQ-12606 | 37-12606 | CC_a3 | 2.1048e-07
GA01SUMO-RII11-02-CTDMOQ011 | CGMGA-01SUMO-00003 | GA01SUMO-00003 | 3 | CGINS-CTDMOQ-12606 | 37-12606 | CC_ptempa0 | -67.0617
GA01SUMO-RII11-02-CTDMOQ011 | CGMGA-01SUMO-00003 | GA01SUMO-00003 | 3 | CGINS-CTDMOQ-12606 | 37-12606 | CC_ptempa1 | 0.051588
GA01SUMO-RII11-02-CTDMOQ011 | CGMGA-01SUMO-00003 | GA01SUMO-00003 | 3 | CGINS-CTDMOQ-12606 | 37-12606 | CC_ptempa2 | -5.3017e-07
GA01SUMO-RII11-02-CTDMOQ011 | CGMGA-01SUMO-00003 | GA01SUMO-00003 | 3 | CGINS-CTDMOQ-12606 | 37-12606 | CC_ptca0 | 524462.5
GA01SUMO-RII11-02-CTDMOQ011 | CGMGA-01SUMO-00003 | GA01SUMO-00003 | 3 | CGINS-CTDMOQ-12606 | 37-12606 | CC_ptca1 | 2.9284
GA01SUMO-RII11-02-CTDMOQ011 | CGMGA-01SUMO-00003 | GA01SUMO-00003 | 3 | CGINS-CTDMOQ-12606 | 37-12606 | CC_ptca2 | -0.0018177
GA01SUMO-RII11-02-CTDMOQ011 | CGMGA-01SUMO-00003 | GA01SUMO-00003 | 3 | CGINS-CTDMOQ-12606 | 37-12606 | CC_ptcb0 | 25.3253
GA01SUMO-RII11-02-CTDMOQ011 | CGMGA-01SUMO-00003 | GA01SUMO-00003 | 3 | CGINS-CTDMOQ-12606 | 37-12606 | CC_ptcb1 | 0.00065
GA01SUMO-RII11-02-CTDMOQ011 | CGMGA-01SUMO-00003 | GA01SUMO-00003 | 3 | CGINS-CTDMOQ-12606 | 37-12606 | CC_ptcb2 | 0
GA01SUMO-RII11-02-CTDMOQ011 | CGMGA-01SUMO-00003 | GA01SUMO-00003 | 3 | CGINS-CTDMOQ-12606 | 37-12606 | CC_pa0 | 0.26313
GA01SUMO-RII11-02-CTDMOQ011 | CGMGA-01SUMO-00003 | GA01SUMO-00003 | 3 | CGINS-CTDMOQ-12606 | 37-12606 | CC_pa1 | 0.0045017
GA01SUMO-RII11-02-CTDMOQ011 | CGMGA-01SUMO-00003 | GA01SUMO-00003 | 3 | CGINS-CTDMOQ-12606 | 37-12606 | CC_pa2 | -1.292e-11
GA01SUMO-RII11-02-CTDMOQ011 | CGMGA-01SUMO-00003 | GA01SUMO-00003 | 3 | CGINS-CTDMOQ-12606 | 37-12606 | CC_g | -0.98554
GA01SUMO-RII11-02-CTDMOQ011 | CGMGA-01SUMO-00003 | GA01SUMO-00003 | 3 | CGINS-CTDMOQ-12606 | 37-12606 | CC_h | 0.15006
GA01SUMO-RII11-02-CTDMOQ011 | CGMGA-01SUMO-00003 | GA01SUMO-00003 | 3 | CGINS-CTDMOQ-12606 | 37-12606 | CC_i | -0.00010214
GA01SUMO-RII11-02-CTDMOQ011 | CGMGA-01SUMO-00003 | GA01SUMO-00003 | 3 | CGINS-CTDMOQ-12606 | 37-12606 | CC_j | 3.1375e-05
GA01SUMO-RII11-02-CTDMOQ011 | CGMGA-01SUMO-00003 | GA01SUMO-00003 | 3 | CGINS-CTDMOQ-12606 | 37-12606 | CC_cpcor | -9.57e-08
GA01SUMO-RII11-02-CTDMOQ011 | CGMGA-01SUMO-00003 | GA01SUMO-00003 | 3 | CGINS-CTDMOQ-12606 | 37-12606 | CC_ctcor | 3.25e-06
GA01SUMO-RII11-02-CTDMOQ012 | CGMGA-01SUMO-00003 | GA01SUMO-00003 | 3 | CGINS-CTDMOQ-12607 | 37-12607 | Induction ID | 12 | Depth
GA01SUMO-RII11-02-CTDMOQ012 | CGMGA-01SUMO-00003 | GA01SUMO-00003 | 3 | CGINS-CTDMOQ-12607 | 37-12607 | CC_lat
GA01SUMO-RII11-02-CTDMOQ012 | CGMGA-01SUMO-00003 | GA01SUMO-00003 | 3 | CGINS-CTDMOQ-12607 | 37-12607 | CC_lon
GA01SUMO-RII11-02-CTDMOQ012 | CGMGA-01SUMO-00003 | GA01SUMO-00003 | 3 | CGINS-CTDMOQ-12607 | 37-12607 | CC_p_range | 1450
GA01SUMO-RII11-02-CTDMOQ012 | CGMGA-01SUMO-00003 | GA01SUMO-00003 | 3 | CGINS-CTDMOQ-12607 | 37-12607 | CC_wbotc | 3.2588e-07
GA01SUMO-RII11-02-CTDMOQ012 | CGMGA-01SUMO-00003 | GA01SUMO-00003 | 3 | CGINS-CTDMOQ-12607 | 37-12607 | CC_a0 | -0.00016845
GA01SUMO-RII11-02-CTDMOQ012 | CGMGA-01SUMO-00003 | GA01SUMO-00003 | 3 | CGINS-CTDMOQ-12607 | 37-12607 | CC_a1 | 0.00031564
GA01SUMO-RII11-02-CTDMOQ012 | CGMGA-01SUMO-00003 | GA01SUMO-00003 | 3 | CGINS-CTDMOQ-12607 | 37-12607 | CC_a2 | -4.8622e-06
GA01SUMO-RII11-02-CTDMOQ012 | CGMGA-01SUMO-00003 | GA01SUMO-00003 | 3 | CGINS-CTDMOQ-12607 | 37-12607 | CC_a3 | 2.116e-07
GA01SUMO-RII11-02-CTDMOQ012 | CGMGA-01SUMO-00003 | GA01SUMO-00003 | 3 | CGINS-CTDMOQ-12607 | 37-12607 | CC_ptempa0 | -66.6151
GA01SUMO-RII11-02-CTDMOQ012 | CGMGA-01SUMO-00003 | GA01SUMO-00003 | 3 | CGINS-CTDMOQ-12607 | 37-12607 | CC_ptempa1 | 0.052428
GA01SUMO-RII11-02-CTDMOQ012 | CGMGA-01SUMO-00003 | GA01SUMO-00003 | 3 | CGINS-CTDMOQ-12607 | 37-12607 | CC_ptempa2 | -7.0557e-07
GA01SUMO-RII11-02-CTDMOQ012 | CGMGA-01SUMO-00003 | GA01SUMO-00003 | 3 | CGINS-CTDMOQ-12607 | 37-12607 | CC_ptca0 | 524884.8
GA01SUMO-RII11-02-CTDMOQ012 | CGMGA-01SUMO-00003 | GA01SUMO-00003 | 3 | CGINS-CTDMOQ-12607 | 37-12607 | CC_ptca1 | -0.37999
GA01SUMO-RII11-02-CTDMOQ012 | CGMGA-01SUMO-00003 | GA01SUMO-00003 | 3 | CGINS-CTDMOQ-12607 | 37-12607 | CC_ptca2 | -0.016577
GA01SUMO-RII11-02-CTDMOQ012 | CGMGA-01SUMO-00003 | GA01SUMO-00003 | 3 | CGINS-CTDMOQ-12607 | 37-12607 | CC_ptcb0 | 25.5404
GA01SUMO-RII11-02-CTDMOQ012 | CGMGA-01SUMO-00003 | GA01SUMO-00003 | 3 | CGINS-CTDMOQ-12607 | 37-12607 | CC_ptcb1 | 0.000275
GA01SUMO-RII11-02-CTDMOQ012 | CGMGA-01SUMO-00003 | GA01SUMO-00003 | 3 | CGINS-CTDMOQ-12607 | 37-12607 | CC_ptcb2 | 0
GA01SUMO-RII11-02-CTDMOQ012 | CGMGA-01SUMO-00003 | GA01SUMO-00003 | 3 | CGINS-CTDMOQ-12607 | 37-12607 | CC_pa0 | -0.082321
GA01SUMO-RII11-02-CTDMOQ012 | CGMGA-01SUMO-00003 | GA01SUMO-00003 | 3 | CGINS-CTDMOQ-12607 | 37-12607 | CC_pa1 | 0.0044944
GA01SUMO-RII11-02-CTDMOQ012 | CGMGA-01SUMO-00003 | GA01SUMO-00003 | 3 | CGINS-CTDMOQ-12607 | 37-12607 | CC_pa2 | -1.1598e-11
GA01SUMO-RII11-02-CTDMOQ012 | CGMGA-01SUMO-00003 | GA01SUMO-00003 | 3 | CGINS-CTDMOQ-12607 | 37-12607 | CC_g | -0.98771
GA01SUMO-RII11-02-CTDMOQ012 | CGMGA-01SUMO-00003 | GA01SUMO-00003 | 3 | CGINS-CTDMOQ-12607 | 37-12607 | CC_h | 0.15119
GA01SUMO-RII11-02-CTDMOQ012 | CGMGA-01SUMO-00003 | GA01SUMO-00003 | 3 | CGINS-CTDMOQ-12607 | 37-12607 | CC_i | -0.00014142
GA01SUMO-RII11-02-CTDMOQ012 | CGMGA-01SUMO-00003 | GA01SUMO-00003 | 3 | CGINS-CTDMOQ-12607 | 37-12607 | CC_j | 3.4539e-05
GA01SUMO-RII11-02-CTDMOQ012 | CGMGA-01SUMO-00003 | GA01SUMO-00003 | 3 | CGINS-CTDMOQ-12607 | 37-12607 | CC_cpcor | -9.57e-08
GA01SUMO-RII11-02-CTDMOQ012 | CGMGA-01SUMO-00003 | GA01SUMO-00003 | 3 | CGINS-CTDMOQ-12607 | 37-12607 | CC_ctcor | 3.25e-06
GA01SUMO-RII11-02-CTDMOQ013 | CGMGA-01SUMO-00003 | GA01SUMO-00003 | 3 | CGINS-CTDMOQ-12634 | 37-12634 | Induction ID | 13 | Depth
GA01SUMO-RII11-02-CTDMOQ013 | CGMGA-01SUMO-00003 | GA01SUMO-00003 | 3 | CGINS-CTDMOQ-12634 | 37-12634 | CC_lat
GA01SUMO-RII11-02-CTDMOQ013 | CGMGA-01SUMO-00003 | GA01SUMO-00003 | 3 | CGINS-CTDMOQ-12634 | 37-12634 | CC_lon
GA01SUMO-RII11-02-CTDMOQ013 | CGMGA-01SUMO-00003 | GA01SUMO-00003 | 3 | CGINS-CTDMOQ-12634 | 37-12634 | CC_p_range | 1450
GA01SUMO-RII11-02-CTDMOQ013 | CGMGA-01SUMO-00003 | GA01SUMO-00003 | 3 | CGINS-CTDMOQ-12634 | 37-12634 | CC_wbotc | 1.3108e-07
GA01SUMO-RII11-02-CTDMOQ013 | CGMGA-01SUMO-00003 | GA01SUMO-00003 | 3 | CGINS-CTDMOQ-12634 | 37-12634 | CC_a0 | -0.00010368
GA01SUMO-RII11-02-CTDMOQ013 | CGMGA-01SUMO-00003 | GA01SUMO-00003 | 3 | CGINS-CTDMOQ-12634 | 37-12634 | CC_a1 | 0.00030668
GA01SUMO-RII11-02-CTDMOQ013 | CGMGA-01SUMO-00003 | GA01SUMO-00003 | 3 | CGINS-CTDMOQ-12634 | 37-12634 | CC_a2 | -4.4283e-06
GA01SUMO-RII11-02-CTDMOQ013 | CGMGA-01SUMO-00003 | GA01SUMO-00003 | 3 | CGINS-CTDMOQ-12634 | 37-12634 | CC_a3 | 1.9932e-07
GA01SUMO-RII11-02-CTDMOQ013 | CGMGA-01SUMO-00003 | GA01SUMO-00003 | 3 | CGINS-CTDMOQ-12634 | 37-12634 | CC_ptempa0 | -68.0793
GA01SUMO-RII11-02-CTDMOQ013 | CGMGA-01SUMO-00003 | GA01SUMO-00003 | 3 | CGINS-CTDMOQ-12634 | 37-12634 | CC_ptempa1 | 0.049938
GA01SUMO-RII11-02-CTDMOQ013 | CGMGA-01SUMO-00003 | GA01SUMO-00003 | 3 | CGINS-CTDMOQ-12634 | 37-12634 | CC_ptempa2 | -2.4936e-07
GA01SUMO-RII11-02-CTDMOQ013 | CGMGA-01SUMO-00003 | GA01SUMO-00003 | 3 | CGINS-CTDMOQ-12634 | 37-12634 | CC_ptca0 | 524701.5
GA01SUMO-RII11-02-CTDMOQ013 | CGMGA-01SUMO-00003 | GA01SUMO-00003 | 3 | CGINS-CTDMOQ-12634 | 37-12634 | CC_ptca1 | 0.75443
GA01SUMO-RII11-02-CTDMOQ013 | CGMGA-01SUMO-00003 | GA01SUMO-00003 | 3 | CGINS-CTDMOQ-12634 | 37-12634 | CC_ptca2 | 0.043215
GA01SUMO-RII11-02-CTDMOQ013 | CGMGA-01SUMO-00003 | GA01SUMO-00003 | 3 | CGINS-CTDMOQ-12634 | 37-12634 | CC_ptcb0 | 25.547
GA01SUMO-RII11-02-CTDMOQ013 | CGMGA-01SUMO-00003 | GA01SUMO-00003 | 3 | CGINS-CTDMOQ-12634 | 37-12634 | CC_ptcb1 | -0.0004
GA01SUMO-RII11-02-CTDMOQ013 | CGMGA-01SUMO-00003 | GA01SUMO-00003 | 3 | CGINS-CTDMOQ-12634 | 37-12634 | CC_ptcb2 | 0
GA01SUMO-RII11-02-CTDMOQ013 | CGMGA-01SUMO-00003 | GA01SUMO-00003 | 3 | CGINS-CTDMOQ-12634 | 37-12634 | CC_pa0 | 0.16995
GA01SUMO-RII11-02-CTDMOQ013 | CGMGA-01SUMO-00003 | GA01SUMO-00003 | 3 | CGINS-CTDMOQ-12634 | 37-12634 | CC_pa1 | 0.004448
GA01SUMO-RII11-02-CTDMOQ013 | CGMGA-01SUMO-00003 | GA01SUMO-00003 | 3 | CGINS-CTDMOQ-12634 | 37-12634 | CC_pa2 | -9.6832e-12
GA01SUMO-RII11-02-CTDMOQ013 | CGMGA-01SUMO-00003 | GA01SUMO-00003 | 3 | CGINS-CTDMOQ-12634 | 37-12634 | CC_g | -1.0003
GA01SUMO-RII11-02-CTDMOQ013 | CGMGA-01SUMO-00003 | GA01SUMO-00003 | 3 | CGINS-CTDMOQ-12634 | 37-12634 | CC_h | 0.15488
GA01SUMO-RII11-02-CTDMOQ013 | CGMGA-01SUMO-00003 | GA01SUMO-00003 | 3 | CGINS-CTDMOQ-12634 | 37-12634 | CC_i | -0.00016132
GA01SUMO-RII11-02-CTDMOQ013 | CGMGA-01SUMO-00003 | GA01SUMO-00003 | 3 | CGINS-CTDMOQ-12634 | 37-12634 | CC_j | 3.5826e-05
GA01SUMO-RII11-02-CTDMOQ013 | CGMGA-01SUMO-00003 | GA01SUMO-00003 | 3 | CGINS-CTDMOQ-12634 | 37-12634 | CC_cpcor | -9.57e-08
GA01SUMO-RII11-02-CTDMOQ013 | CGMGA-01SUMO-00003 | GA01SUMO-00003 | 3 | CGINS-CTDMOQ-12634 | 37-12634 | CC_ctcor | 3.25e-06
GA01SUMO-RII11-02-CTDMOQ014 | CGMGA-01SUMO-00003 | GA01SUMO-00003 | 3 | CGINS-CTDMOQ-12635 | 37-12635 | Induction ID | 14 | Depth
GA01SUMO-RII11-02-CTDMOQ014 | CGMGA-01SUMO-00003 | GA01SUMO-00003 | 3 | CGINS-CTDMOQ-12635 | 37-12635 | CC_lat
GA01SUMO-RII11-02-CTDMOQ014 | CGMGA-01SUMO-00003 | GA01SUMO-00003 | 3 | CGINS-CTDMOQ-12635 | 37-12635 | CC_lon
GA01SUMO-RII11-02-CTDMOQ014 | CGMGA-01SUMO-00003 | GA01SUMO-00003 | 3 | CGINS-CTDMOQ-12635 | 37-12635 | CC_p_range | 1450
GA01SUMO-RII11-02-CTDMOQ014 | CGMGA-01SUMO-00003 | GA01SUMO-00003 | 3 | CGINS-CTDMOQ-12635 | 37-12635 | CC_wbotc | 3.3162e-08
GA01SUMO-RII11-02-CTDMOQ014 | CGMGA-01SUMO-00003 | GA01SUMO-00003 | 3 | CGINS-CTDMOQ-12635 | 37-12635 | CC_a0 | -0.00013861
GA01SUMO-RII11-02-CTDMOQ014 | CGMGA-01SUMO-00003 | GA01SUMO-00003 | 3 | CGINS-CTDMOQ-12635 | 37-12635 | CC_a1 | 0.00031638
GA01SUMO-RII11-02-CTDMOQ014 | CGMGA-01SUMO-00003 | GA01SUMO-00003 | 3 | CGINS-CTDMOQ-12635 | 37-12635 | CC_a2 | -5.2887e-06
GA01SUMO-RII11-02-CTDMOQ014 | CGMGA-01SUMO-00003 | GA01SUMO-00003 | 3 | CGINS-CTDMOQ-12635 | 37-12635 | CC_a3 | 2.222e-07
GA01SUMO-RII11-02-CTDMOQ014 | CGMGA-01SUMO-00003 | GA01SUMO-00003 | 3 | CGINS-CTDMOQ-12635 | 37-12635 | CC_ptempa0 | -71.2891
GA01SUMO-RII11-02-CTDMOQ014 | CGMGA-01SUMO-00003 | GA01SUMO-00003 | 3 | CGINS-CTDMOQ-12635 | 37-12635 | CC_ptempa1 | 0.049579
GA01SUMO-RII11-02-CTDMOQ014 | CGMGA-01SUMO-00003 | GA01SUMO-00003 | 3 | CGINS-CTDMOQ-12635 | 37-12635 | CC_ptempa2 | -2.2215e-07
GA01SUMO-RII11-02-CTDMOQ014 | CGMGA-01SUMO-00003 | GA01SUMO-00003 | 3 | CGINS-CTDMOQ-12635 | 37-12635 | CC_ptca0 | 524518.3
GA01SUMO-RII11-02-CTDMOQ014 | CGMGA-01SUMO-00003 | GA01SUMO-00003 | 3 | CGINS-CTDMOQ-12635 | 37-12635 | CC_ptca1 | 1.6953
GA01SUMO-RII11-02-CTDMOQ014 | CGMGA-01SUMO-00003 | GA01SUMO-00003 | 3 | CGINS-CTDMOQ-12635 | 37-12635 | CC_ptca2 | 0.022289
GA01SUMO-RII11-02-CTDMOQ014 | CGMGA-01SUMO-00003 | GA01SUMO-00003 | 3 | CGINS-CTDMOQ-12635 | 37-12635 | CC_ptcb0 | 25.4958
GA01SUMO-RII11-02-CTDMOQ014 | CGMGA-01SUMO-00003 | GA01SUMO-00003 | 3 | CGINS-CTDMOQ-12635 | 37-12635 | CC_ptcb1 | -0.00025
GA01SUMO-RII11-02-CTDMOQ014 | CGMGA-01SUMO-00003 | GA01SUMO-00003 | 3 | CGINS-CTDMOQ-12635 | 37-12635 | CC_ptcb2 | 0
GA01SUMO-RII11-02-CTDMOQ014 | CGMGA-01SUMO-00003 | GA01SUMO-00003 | 3 | CGINS-CTDMOQ-12635 | 37-12635 | CC_pa0 | 0.22271
GA01SUMO-RII11-02-CTDMOQ014 | CGMGA-01SUMO-00003 | GA01SUMO-00003 | 3 | CGINS-CTDMOQ-12635 | 37-12635 | CC_pa1 | 0.0045048
GA01SUMO-RII11-02-CTDMOQ014 | CGMGA-01SUMO-00003 | GA01SUMO-00003 | 3 | CGINS-CTDMOQ-12635 | 37-12635 | CC_pa2 | -2.0616e-11
GA01SUMO-RII11-02-CTDMOQ014 | CGMGA-01SUMO-00003 | GA01SUMO-00003 | 3 | CGINS-CTDMOQ-12635 | 37-12635 | CC_g | -0.98664
GA01SUMO-RII11-02-CTDMOQ014 | CGMGA-01SUMO-00003 | GA01SUMO-00003 | 3 | CGINS-CTDMOQ-12635 | 37-12635 | CC_h | 0.15639
GA01SUMO-RII11-02-CTDMOQ014 | CGMGA-01SUMO-00003 | GA01SUMO-00003 | 3 | CGINS-CTDMOQ-12635 | 37-12635 | CC_i | -0.00014025
GA01SUMO-RII11-02-CTDMOQ014 | CGMGA-01SUMO-00003 | GA01SUMO-00003 | 3 | CGINS-CTDMOQ-12635 | 37-12635 | CC_j | 3.5541e-05
GA01SUMO-RII11-02-CTDMOQ014 | CGMGA-01SUMO-00003 | GA01SUMO-00003 | 3 | CGINS-CTDMOQ-12635 | 37-12635 | CC_cpcor | -9.57e-08
GA01SUMO-RII11-02-CTDMOQ014 | CGMGA-01SUMO-00003 | GA01SUMO-00003 | 3 | CGINS-CTDMOQ-12635 | 37-12635 | CC_ctcor | 3.25e-06
GA01SUMO-RII11-02-CTDMOQ015 | CGMGA-01SUMO-00003 | GA01SUMO-00003 | 3 | CGINS-CTDMOQ-12636 | 37-12636 | Induction ID | 15 | Depth
GA01SUMO-RII11-02-CTDMOQ015 | CGMGA-01SUMO-00003 | GA01SUMO-00003 | 3 | CGINS-CTDMOQ-12636 | 37-12636 | CC_lat
GA01SUMO-RII11-02-CTDMOQ015 | CGMGA-01SUMO-00003 | GA01SUMO-00003 | 3 | CGINS-CTDMOQ-12636 | 37-12636 | CC_lon
GA01SUMO-RII11-02-CTDMOQ015 | CGMGA-01SUMO-00003 | GA01SUMO-00003 | 3 | CGINS-CTDMOQ-12636 | 37-12636 | CC_p_range | 1450
GA01SUMO-RII11-02-CTDMOQ015 | CGMGA-01SUMO-00003 | GA01SUMO-00003 | 3 | CGINS-CTDMOQ-12636 | 37-12636 | CC_wbotc | 2.2848e-07
GA01SUMO-RII11-02-CTDMOQ015 | CGMGA-01SUMO-00003 | GA01SUMO-00003 | 3 | CGINS-CTDMOQ-12636 | 37-12636 | CC_a0 | -9.6837e-05
GA01SUMO-RII11-02-CTDMOQ015 | CGMGA-01SUMO-00003 | GA01SUMO-00003 | 3 | CGINS-CTDMOQ-12636 | 37-12636 | CC_a1 | 0.00030685
GA01SUMO-RII11-02-CTDMOQ015 | CGMGA-01SUMO-00003 | GA01SUMO-00003 | 3 | CGINS-CTDMOQ-12636 | 37-12636 | CC_a2 | -4.497e-06
GA01SUMO-RII11-02-CTDMOQ015 | CGMGA-01SUMO-00003 | GA01SUMO-00003 | 3 | CGINS-CTDMOQ-12636 | 37-12636 | CC_a3 | 2.0133e-07
GA01SUMO-RII11-02-CTDMOQ015 | CGMGA-01SUMO-00003 | GA01SUMO-00003 | 3 | CGINS-CTDMOQ-12636 | 37-12636 | CC_ptempa0 | -67.4702
GA01SUMO-RII11-02-CTDMOQ015 | CGMGA-01SUMO-00003 | GA01SUMO-00003 | 3 | CGINS-CTDMOQ-12636 | 37-12636 | CC_ptempa1 | 0.051174
GA01SUMO-RII11-02-CTDMOQ015 | CGMGA-01SUMO-00003 | GA01SUMO-00003 | 3 | CGINS-CTDMOQ-12636 | 37-12636 | CC_ptempa2 | -4.7147e-07
GA01SUMO-RII11-02-CTDMOQ015 | CGMGA-01SUMO-00003 | GA01SUMO-00003 | 3 | CGINS-CTDMOQ-12636 | 37-12636 | CC_ptca0 | 524566.4
GA01SUMO-RII11-02-CTDMOQ015 | CGMGA-01SUMO-00003 | GA01SUMO-00003 | 3 | CGINS-CTDMOQ-12636 | 37-12636 | CC_ptca1 | 2.0283
GA01SUMO-RII11-02-CTDMOQ015 | CGMGA-01SUMO-00003 | GA01SUMO-00003 | 3 | CGINS-CTDMOQ-12636 | 37-12636 | CC_ptca2 | 0.021927
GA01SUMO-RII11-02-CTDMOQ015 | CGMGA-01SUMO-00003 | GA01SUMO-00003 | 3 | CGINS-CTDMOQ-12636 | 37-12636 | CC_ptcb0 | 25.5076
GA01SUMO-RII11-02-CTDMOQ015 | CGMGA-01SUMO-00003 | GA01SUMO-00003 | 3 | CGINS-CTDMOQ-12636 | 37-12636 | CC_ptcb1 | 0.000325
GA01SUMO-RII11-02-CTDMOQ015 | CGMGA-01SUMO-00003 | GA01SUMO-00003 | 3 | CGINS-CTDMOQ-12636 | 37-12636 | CC_ptcb2 | 0
GA01SUMO-RII11-02-CTDMOQ015 | CGMGA-01SUMO-00003 | GA01SUMO-00003 | 3 | CGINS-CTDMOQ-12636 | 37-12636 | CC_pa0 | 0.24139
GA01SUMO-RII11-02-CTDMOQ015 | CGMGA-01SUMO-00003 | GA01SUMO-00003 | 3 | CGINS-CTDMOQ-12636 | 37-12636 | CC_pa1 | 0.0044725
GA01SUMO-RII11-02-CTDMOQ015 | CGMGA-01SUMO-00003 | GA01SUMO-00003 | 3 | CGINS-CTDMOQ-12636 | 37-12636 | CC_pa2 | -9.0146e-12
GA01SUMO-RII11-02-CTDMOQ015 | CGMGA-01SUMO-00003 | GA01SUMO-00003 | 3 | CGINS-CTDMOQ-12636 | 37-12636 | CC_g | -0.99008
GA01SUMO-RII11-02-CTDMOQ015 | CGMGA-01SUMO-00003 | GA01SUMO-00003 | 3 | CGINS-CTDMOQ-12636 | 37-12636 | CC_h | 0.15208
GA01SUMO-RII11-02-CTDMOQ015 | CGMGA-01SUMO-00003 | GA01SUMO-00003 | 3 | CGINS-CTDMOQ-12636 | 37-12636 | CC_i | -0.00015915
GA01SUMO-RII11-02-CTDMOQ015 | CGMGA-01SUMO-00003 | GA01SUMO-00003 | 3 | CGINS-CTDMOQ-12636 | 37-12636 | CC_j | 3.5982e-05
GA01SUMO-RII11-02-CTDMOQ015 | CGMGA-01SUMO-00003 | GA01SUMO-00003 | 3 | CGINS-CTDMOQ-12636 | 37-12636 | CC_cpcor | -9.57e-08
GA01SUMO-RII11-02-CTDMOQ015 | CGMGA-01SUMO-00003 | GA01SUMO-00003 | 3 | CGINS-CTDMOQ-12636 | 37-12636 | CC_ctcor | 3.25e-06
GA01SUMO-RII11-02-CTDMOQ016 | CGMGA-01SUMO-00003 | GA01SUMO-00003 | 3 | CGINS-CTDMOQ-12637 | 37-12637 | Induction ID | 16 | Depth
GA01SUMO-RII11-02-CTDMOQ016 | CGMGA-01SUMO-00003 | GA01SUMO-00003 | 3 | CGINS-CTDMOQ-12637 | 37-12637 | CC_lat
GA01SUMO-RII11-02-CTDMOQ016 | CGMGA-01SUMO-00003 | GA01SUMO-00003 | 3 | CGINS-CTDMOQ-12637 | 37-12637 | CC_lon
GA01SUMO-RII11-02-CTDMOQ016 | CGMGA-01SUMO-00003 | GA01SUMO-00003 | 3 | CGINS-CTDMOQ-12637 | 37-12637 | CC_p_range | 1450
GA01SUMO-RII11-02-CTDMOQ016 | CGMGA-01SUMO-00003 | GA01SUMO-00003 | 3 | CGINS-CTDMOQ-12637 | 37-12637 | CC_wbotc | 1.9803e-07
GA01SUMO-RII11-02-CTDMOQ016 | CGMGA-01SUMO-00003 | GA01SUMO-00003 | 3 | CGINS-CTDMOQ-12637 | 37-12637 | CC_a0 | -9.13e-05
GA01SUMO-RII11-02-CTDMOQ016 | CGMGA-01SUMO-00003 | GA01SUMO-00003 | 3 | CGINS-CTDMOQ-12637 | 37-12637 | CC_a1 | 0.00030614
GA01SUMO-RII11-02-CTDMOQ016 | CGMGA-01SUMO-00003 | GA01SUMO-00003 | 3 | CGINS-CTDMOQ-12637 | 37-12637 | CC_a2 | -4.4865e-06
GA01SUMO-RII11-02-CTDMOQ016 | CGMGA-01SUMO-00003 | GA01SUMO-00003 | 3 | CGINS-CTDMOQ-12637 | 37-12637 | CC_a3 | 2.0141e-07
GA01SUMO-RII11-02-CTDMOQ016 | CGMGA-01SUMO-00003 | GA01SUMO-00003 | 3 | CGINS-CTDMOQ-12637 | 37-12637 | CC_ptempa0 | -67.473
GA01SUMO-RII11-02-CTDMOQ016 | CGMGA-01SUMO-00003 | GA01SUMO-00003 | 3 | CGINS-CTDMOQ-12637 | 37-12637 | CC_ptempa1 | 0.051519
GA01SUMO-RII11-02-CTDMOQ016 | CGMGA-01SUMO-00003 | GA01SUMO-00003 | 3 | CGINS-CTDMOQ-12637 | 37-12637 | CC_ptempa2 | -5.0987e-07
GA01SUMO-RII11-02-CTDMOQ016 | CGMGA-01SUMO-00003 | GA01SUMO-00003 | 3 | CGINS-CTDMOQ-12637 | 37-12637 | CC_ptca0 | 524809.4
GA01SUMO-RII11-02-CTDMOQ016 | CGMGA-01SUMO-00003 | GA01SUMO-00003 | 3 | CGINS-CTDMOQ-12637 | 37-12637 | CC_ptca1 | 1.6043
GA01SUMO-RII11-02-CTDMOQ016 | CGMGA-01SUMO-00003 | GA01SUMO-00003 | 3 | CGINS-CTDMOQ-12637 | 37-12637 | CC_ptca2 | 0.098391
GA01SUMO-RII11-02-CTDMOQ016 | CGMGA-01SUMO-00003 | GA01SUMO-00003 | 3 | CGINS-CTDMOQ-12637 | 37-12637 | CC_ptcb0 | 25.5398
GA01SUMO-RII11-02-CTDMOQ016 | CGMGA-01SUMO-00003 | GA01SUMO-00003 | 3 | CGINS-CTDMOQ-12637 | 37-12637 | CC_ptcb1 | 0.00015
GA01SUMO-RII11-02-CTDMOQ016 | CGMGA-01SUMO-00003 | GA01SUMO-00003 | 3 | CGINS-CTDMOQ-12637 | 37-12637 | CC_ptcb2 | 0
GA01SUMO-RII11-02-CTDMOQ016 | CGMGA-01SUMO-00003 | GA01SUMO-00003 | 3 | CGINS-CTDMOQ-12637 | 37-12637 | CC_pa0 | 0.36037
GA01SUMO-RII11-02-CTDMOQ016 | CGMGA-01SUMO-00003 | GA01SUMO-00003 | 3 | CGINS-CTDMOQ-12637 | 37-12637 | CC_pa1 | 0.0044915
GA01SUMO-RII11-02-CTDMOQ016 | CGMGA-01SUMO-00003 | GA01SUMO-00003 | 3 | CGINS-CTDMOQ-12637 | 37-12637 | CC_pa2 | -1.3444e-11
GA01SUMO-RII11-02-CTDMOQ016 | CGMGA-01SUMO-00003 | GA01SUMO-00003 | 3 | CGINS-CTDMOQ-12637 | 37-12637 | CC_g | -1.0034
GA01SUMO-RII11-02-CTDMOQ016 | CGMGA-01SUMO-00003 | GA01SUMO-00003 | 3 | CGINS-CTDMOQ-12637 | 37-12637 | CC_h | 0.15753
GA01SUMO-RII11-02-CTDMOQ016 | CGMGA-01SUMO-00003 | GA01SUMO-00003 | 3 | CGINS-CTDMOQ-12637 | 37-12637 | CC_i | -0.00013348
GA01SUMO-RII11-02-CTDMOQ016 | CGMGA-01SUMO-00003 | GA01SUMO-00003 | 3 | CGINS-CTDMOQ-12637 | 37-12637 | CC_j | 3.533e-05
GA01SUMO-RII11-02-CTDMOQ016 | CGMGA-01SUMO-00003 | GA01SUMO-00003 | 3 | CGINS-CTDMOQ-12637 | 37-12637 | CC_cpcor | -9.57e-08
GA01SUMO-RII11-02-CTDMOQ016 | CGMGA-01SUMO-00003 | GA01SUMO-00003 | 3 | CGINS-CTDMOQ-12637 | 37-12637 | CC_ctcor | 3.25e-06
GA01SUMO-RII11-02-CTDMOQ017 | CGMGA-01SUMO-00003 | GA01SUMO-00003 | 3 | CGINS-CTDMOQ-12639 | 37-12639 | Induction ID | 17 | Depth
GA01SUMO-RII11-02-CTDMOQ017 | CGMGA-01SUMO-00003 | GA01SUMO-00003 | 3 | CGINS-CTDMOQ-12639 | 37-12639 | CC_lat
GA01SUMO-RII11-02-CTDMOQ017 | CGMGA-01SUMO-00003 | GA01SUMO-00003 | 3 | CGINS-CTDMOQ-12639 | 37-12639 | CC_lon
GA01SUMO-RII11-02-CTDMOQ017 | CGMGA-01SUMO-00003 | GA01SUMO-00003 | 3 | CGINS-CTDMOQ-12639 | 37-12639 | CC_p_range | 1450
GA01SUMO-RII11-02-CTDMOQ017 | CGMGA-01SUMO-00003 | GA01SUMO-00003 | 3 | CGINS-CTDMOQ-12639 | 37-12639 | CC_wbotc | 2.5805e-07
GA01SUMO-RII11-02-CTDMOQ017 | CGMGA-01SUMO-00003 | GA01SUMO-00003 | 3 | CGINS-CTDMOQ-12639 | 37-12639 | CC_a0 | -0.00010616
GA01SUMO-RII11-02-CTDMOQ017 | CGMGA-01SUMO-00003 | GA01SUMO-00003 | 3 | CGINS-CTDMOQ-12639 | 37-12639 | CC_a1 | 0.00030908
GA01SUMO-RII11-02-CTDMOQ017 | CGMGA-01SUMO-00003 | GA01SUMO-00003 | 3 | CGINS-CTDMOQ-12639 | 37-12639 | CC_a2 | -4.6963e-06
GA01SUMO-RII11-02-CTDMOQ017 | CGMGA-01SUMO-00003 | GA01SUMO-00003 | 3 | CGINS-CTDMOQ-12639 | 37-12639 | CC_a3 | 2.0746e-07
GA01SUMO-RII11-02-CTDMOQ017 | CGMGA-01SUMO-00003 | GA01SUMO-00003 | 3 | CGINS-CTDMOQ-12639 | 37-12639 | CC_ptempa0 | -69.5522
GA01SUMO-RII11-02-CTDMOQ017 | CGMGA-01SUMO-00003 | GA01SUMO-00003 | 3 | CGINS-CTDMOQ-12639 | 37-12639 | CC_ptempa1 | 0.050662
GA01SUMO-RII11-02-CTDMOQ017 | CGMGA-01SUMO-00003 | GA01SUMO-00003 | 3 | CGINS-CTDMOQ-12639 | 37-12639 | CC_ptempa2 | -4.3346e-07
GA01SUMO-RII11-02-CTDMOQ017 | CGMGA-01SUMO-00003 | GA01SUMO-00003 | 3 | CGINS-CTDMOQ-12639 | 37-12639 | CC_ptca0 | 524046.5
GA01SUMO-RII11-02-CTDMOQ017 | CGMGA-01SUMO-00003 | GA01SUMO-00003 | 3 | CGINS-CTDMOQ-12639 | 37-12639 | CC_ptca1 | -0.088023
GA01SUMO-RII11-02-CTDMOQ017 | CGMGA-01SUMO-00003 | GA01SUMO-00003 | 3 | CGINS-CTDMOQ-12639 | 37-12639 | CC_ptca2 | 0.052523
GA01SUMO-RII11-02-CTDMOQ017 | CGMGA-01SUMO-00003 | GA01SUMO-00003 | 3 | CGINS-CTDMOQ-12639 | 37-12639 | CC_ptcb0 | 25.501
GA01SUMO-RII11-02-CTDMOQ017 | CGMGA-01SUMO-00003 | GA01SUMO-00003 | 3 | CGINS-CTDMOQ-12639 | 37-12639 | CC_ptcb1 | 0.0004
GA01SUMO-RII11-02-CTDMOQ017 | CGMGA-01SUMO-00003 | GA01SUMO-00003 | 3 | CGINS-CTDMOQ-12639 | 37-12639 | CC_ptcb2 | 0
GA01SUMO-RII11-02-CTDMOQ017 | CGMGA-01SUMO-00003 | GA01SUMO-00003 | 3 | CGINS-CTDMOQ-12639 | 37-12639 | CC_pa0 | 0.087799
GA01SUMO-RII11-02-CTDMOQ017 | CGMGA-01SUMO-00003 | GA01SUMO-00003 | 3 | CGINS-CTDMOQ-12639 | 37-12639 | CC_pa1 | 0.0044275
GA01SUMO-RII11-02-CTDMOQ017 | CGMGA-01SUMO-00003 | GA01SUMO-00003 | 3 | CGINS-CTDMOQ-12639 | 37-12639 | CC_pa2 | -1.3396e-11
GA01SUMO-RII11-02-CTDMOQ017 | CGMGA-01SUMO-00003 | GA01SUMO-00003 | 3 | CGINS-CTDMOQ-12639 | 37-12639 | CC_g | -1.005
GA01SUMO-RII11-02-CTDMOQ017 | CGMGA-01SUMO-00003 | GA01SUMO-00003 | 3 | CGINS-CTDMOQ-12639 | 37-12639 | CC_h | 0.15082
GA01SUMO-RII11-02-CTDMOQ017 | CGMGA-01SUMO-00003 | GA01SUMO-00003 | 3 | CGINS-CTDMOQ-12639 | 37-12639 | CC_i | -0.00018572
GA01SUMO-RII11-02-CTDMOQ017 | CGMGA-01SUMO-00003 | GA01SUMO-00003 | 3 | CGINS-CTDMOQ-12639 | 37-12639 | CC_j | 3.7109e-05
GA01SUMO-RII11-02-CTDMOQ017 | CGMGA-01SUMO-00003 | GA01SUMO-00003 | 3 | CGINS-CTDMOQ-12639 | 37-12639 | CC_cpcor | -9.57e-08
GA01SUMO-RII11-02-CTDMOQ017 | CGMGA-01SUMO-00003 | GA01SUMO-00003 | 3 | CGINS-CTDMOQ-12639 | 37-12639 | CC_ctcor | 3.25e-06
GA01SUMO-RII11-02-CTDMOR018 | CGMGA-01SUMO-00003 | GA01SUMO-00003 | 3 | CGINS-CTDMOR-12568 | 37-12568 | Induction ID | 18 | Depth
GA01SUMO-RII11-02-CTDMOR018 | CGMGA-01SUMO-00003 | GA01SUMO-00003 | 3 | CGINS-CTDMOR-12568 | 37-12568 | CC_lat
GA01SUMO-RII11-02-CTDMOR018 | CGMGA-01SUMO-00003 | GA01SUMO-00003 | 3 | CGINS-CTDMOR-12568 | 37-12568 | CC_lon
GA01SUMO-RII11-02-CTDMOR018 | CGMGA-01SUMO-00003 | GA01SUMO-00003 | 3 | CGINS-CTDMOR-12568 | 37-12568 | CC_p_range | 1450
GA01SUMO-RII11-02-CTDMOR018 | CGMGA-01SUMO-00003 | GA01SUMO-00003 | 3 | CGINS-CTDMOR-12568 | 37-12568 | CC_wbotc | 4.5249e-07
GA01SUMO-RII11-02-CTDMOR018 | CGMGA-01SUMO-00003 | GA01SUMO-00003 | 3 | CGINS-CTDMOR-12568 | 37-12568 | CC_a0 | -0.00015548
GA01SUMO-RII11-02-CTDMOR018 | CGMGA-01SUMO-00003 | GA01SUMO-00003 | 3 | CGINS-CTDMOR-12568 | 37-12568 | CC_a1 | 0.00031588
GA01SUMO-RII11-02-CTDMOR018 | CGMGA-01SUMO-00003 | GA01SUMO-00003 | 3 | CGINS-CTDMOR-12568 | 37-12568 | CC_a2 | -5.0926e-06
GA01SUMO-RII11-02-CTDMOR018 | CGMGA-01SUMO-00003 | GA01SUMO-00003 | 3 | CGINS-CTDMOR-12568 | 37-12568 | CC_a3 | 2.1803e-07
GA01SUMO-RII11-02-CTDMOR018 | CGMGA-01SUMO-00003 | GA01SUMO-00003 | 3 | CGINS-CTDMOR-12568 | 37-12568 | CC_ptempa0 | -69.5529
GA01SUMO-RII11-02-CTDMOR018 | CGMGA-01SUMO-00003 | GA01SUMO-00003 | 3 | CGINS-CTDMOR-12568 | 37-12568 | CC_ptempa1 | 0.051246
GA01SUMO-RII11-02-CTDMOR018 | CGMGA-01SUMO-00003 | GA01SUMO-00003 | 3 | CGINS-CTDMOR-12568 | 37-12568 | CC_ptempa2 | -5.2817e-07
GA01SUMO-RII11-02-CTDMOR018 | CGMGA-01SUMO-00003 | GA01SUMO-00003 | 3 | CGINS-CTDMOR-12568 | 37-12568 | CC_ptca0 | 524690.4
GA01SUMO-RII11-02-CTDMOR018 | CGMGA-01SUMO-00003 | GA01SUMO-00003 | 3 | CGINS-CTDMOR-12568 | 37-12568 | CC_ptca1 | 3.4849
GA01SUMO-RII11-02-CTDMOR018 | CGMGA-01SUMO-00003 | GA01SUMO-00003 | 3 | CGINS-CTDMOR-12568 | 37-12568 | CC_ptca2 | -0.0835
GA01SUMO-RII11-02-CTDMOR018 | CGMGA-01SUMO-00003 | GA01SUMO-00003 | 3 | CGINS-CTDMOR-12568 | 37-12568 | CC_ptcb0 | 25.1875
GA01SUMO-RII11-02-CTDMOR018 | CGMGA-01SUMO-00003 | GA01SUMO-00003 | 3 | CGINS-CTDMOR-12568 | 37-12568 | CC_ptcb1 | 0.0001
GA01SUMO-RII11-02-CTDMOR018 | CGMGA-01SUMO-00003 | GA01SUMO-00003 | 3 | CGINS-CTDMOR-12568 | 37-12568 | CC_ptcb2 | 0
GA01SUMO-RII11-02-CTDMOR018 | CGMGA-01SUMO-00003 | GA01SUMO-00003 | 3 | CGINS-CTDMOR-12568 | 37-12568 | CC_pa0 | 0.56846
GA01SUMO-RII11-02-CTDMOR018 | CGMGA-01SUMO-00003 | GA01SUMO-00003 | 3 | CGINS-CTDMOR-12568 | 37-12568 | CC_pa1 | 0.015988
GA01SUMO-RII11-02-CTDMOR018 | CGMGA-01SUMO-00003 | GA01SUMO-00003 | 3 | CGINS-CTDMOR-12568 | 37-12568 | CC_pa2 | -6.7759e-10
GA01SUMO-RII11-02-CTDMOR018 | CGMGA-01SUMO-00003 | GA01SUMO-00003 | 3 | CGINS-CTDMOR-12568 | 37-12568 | CC_g | -0.97408
GA01SUMO-RII11-02-CTDMOR018 | CGMGA-01SUMO-00003 | GA01SUMO-00003 | 3 | CGINS-CTDMOR-12568 | 37-12568 | CC_h | 0.15277
GA01SUMO-RII11-02-CTDMOR018 | CGMGA-01SUMO-00003 | GA01SUMO-00003 | 3 | CGINS-CTDMOR-12568 | 37-12568 | CC_i | -0.00011907
GA01SUMO-RII11-02-CTDMOR018 | CGMGA-01SUMO-00003 | GA01SUMO-00003 | 3 | CGINS-CTDMOR-12568 | 37-12568 | CC_j | 3.2268e-05
GA01SUMO-RII11-02-CTDMOR018 | CGMGA-01SUMO-00003 | GA01SUMO-00003 | 3 | CGINS-CTDMOR-12568 | 37-12568 | CC_cpcor | -9.57e-08
GA01SUMO-RII11-02-CTDMOR018 | CGMGA-01SUMO-00003 | GA01SUMO-00003 | 3 | CGINS-CTDMOR-12568 | 37-12568 | CC_ctcor | 3.25e-06
GA01SUMO-RII11-02-CTDMOR019 | CGMGA-01SUMO-00003 | GA01SUMO-00003 | 3 | CGINS-CTDMOR-12569 | 37-12569 | Induction ID | 19 | Depth
GA01SUMO-RII11-02-CTDMOR019 | CGMGA-01SUMO-00003 | GA01SUMO-00003 | 3 | CGINS-CTDMOR-12569 | 37-12569 | CC_lat
GA01SUMO-RII11-02-CTDMOR019 | CGMGA-01SUMO-00003 | GA01SUMO-00003 | 3 | CGINS-CTDMOR-12569 | 37-12569 | CC_lon
GA01SUMO-RII11-02-CTDMOR019 | CGMGA-01SUMO-00003 | GA01SUMO-00003 | 3 | CGINS-CTDMOR-12569 | 37-12569 | CC_p_range | 1450
GA01SUMO-RII11-02-CTDMOR019 | CGMGA-01SUMO-00003 | GA01SUMO-00003 | 3 | CGINS-CTDMOR-12569 | 37-12569 | CC_wbotc | 3.6595e-07
GA01SUMO-RII11-02-CTDMOR019 | CGMGA-01SUMO-00003 | GA01SUMO-00003 | 3 | CGINS-CTDMOR-12569 | 37-12569 | CC_a0 | -0.00011885
GA01SUMO-RII11-02-CTDMOR019 | CGMGA-01SUMO-00003 | GA01SUMO-00003 | 3 | CGINS-CTDMOR-12569 | 37-12569 | CC_a1 | 0.00030876
GA01SUMO-RII11-02-CTDMOR019 | CGMGA-01SUMO-00003 | GA01SUMO-00003 | 3 | CGINS-CTDMOR-12569 | 37-12569 | CC_a2 | -4.5741e-06
GA01SUMO-RII11-02-CTDMOR019 | CGMGA-01SUMO-00003 | GA01SUMO-00003 | 3 | CGINS-CTDMOR-12569 | 37-12569 | CC_a3 | 2.0353e-07
GA01SUMO-RII11-02-CTDMOR019 | CGMGA-01SUMO-00003 | GA01SUMO-00003 | 3 | CGINS-CTDMOR-12569 | 37-12569 | CC_ptempa0 | -66.7001
GA01SUMO-RII11-02-CTDMOR019 | CGMGA-01SUMO-00003 | GA01SUMO-00003 | 3 | CGINS-CTDMOR-12569 | 37-12569 | CC_ptempa1 | 0.052117
GA01SUMO-RII11-02-CTDMOR019 | CGMGA-01SUMO-00003 | GA01SUMO-00003 | 3 | CGINS-CTDMOR-12569 | 37-12569 | CC_ptempa2 | -5.8049e-07
GA01SUMO-RII11-02-CTDMOR019 | CGMGA-01SUMO-00003 | GA01SUMO-00003 | 3 | CGINS-CTDMOR-12569 | 37-12569 | CC_ptca0 | 525010
GA01SUMO-RII11-02-CTDMOR019 | CGMGA-01SUMO-00003 | GA01SUMO-00003 | 3 | CGINS-CTDMOR-12569 | 37-12569 | CC_ptca1 | 3.8852
GA01SUMO-RII11-02-CTDMOR019 | CGMGA-01SUMO-00003 | GA01SUMO-00003 | 3 | CGINS-CTDMOR-12569 | 37-12569 | CC_ptca2 | -0.07773
GA01SUMO-RII11-02-CTDMOR019 | CGMGA-01SUMO-00003 | GA01SUMO-00003 | 3 | CGINS-CTDMOR-12569 | 37-12569 | CC_ptcb0 | 25.2759
GA01SUMO-RII11-02-CTDMOR019 | CGMGA-01SUMO-00003 | GA01SUMO-00003 | 3 | CGINS-CTDMOR-12569 | 37-12569 | CC_ptcb1 | -0.000825
GA01SUMO-RII11-02-CTDMOR019 | CGMGA-01SUMO-00003 | GA01SUMO-00003 | 3 | CGINS-CTDMOR-12569 | 37-12569 | CC_ptcb2 | 0
GA01SUMO-RII11-02-CTDMOR019 | CGMGA-01SUMO-00003 | GA01SUMO-00003 | 3 | CGINS-CTDMOR-12569 | 37-12569 | CC_pa0 | 0.88481
GA01SUMO-RII11-02-CTDMOR019 | CGMGA-01SUMO-00003 | GA01SUMO-00003 | 3 | CGINS-CTDMOR-12569 | 37-12569 | CC_pa1 | 0.016697
GA01SUMO-RII11-02-CTDMOR019 | CGMGA-01SUMO-00003 | GA01SUMO-00003 | 3 | CGINS-CTDMOR-12569 | 37-12569 | CC_pa2 | -7.3458e-10
GA01SUMO-RII11-02-CTDMOR019 | CGMGA-01SUMO-00003 | GA01SUMO-00003 | 3 | CGINS-CTDMOR-12569 | 37-12569 | CC_g | -0.97768
GA01SUMO-RII11-02-CTDMOR019 | CGMGA-01SUMO-00003 | GA01SUMO-00003 | 3 | CGINS-CTDMOR-12569 | 37-12569 | CC_h | 0.15282
GA01SUMO-RII11-02-CTDMOR019 | CGMGA-01SUMO-00003 | GA01SUMO-00003 | 3 | CGINS-CTDMOR-12569 | 37-12569 | CC_i | -0.00014929
GA01SUMO-RII11-02-CTDMOR019 | CGMGA-01SUMO-00003 | GA01SUMO-00003 | 3 | CGINS-CTDMOR-12569 | 37-12569 | CC_j | 3.5181e-05
GA01SUMO-RII11-02-CTDMOR019 | CGMGA-01SUMO-00003 | GA01SUMO-00003 | 3 | CGINS-CTDMOR-12569 | 37-12569 | CC_cpcor | -9.57e-08
GA01SUMO-RII11-02-CTDMOR019 | CGMGA-01SUMO-00003 | GA01SUMO-00003 | 3 | CGINS-CTDMOR-12569 | 37-12569 | CC_ctcor | 3.25e-06
GA01SUMO-RII11-02-CTDMOR020 | CGMGA-01SUMO-00003 | GA01SUMO-00003 | 3 | CGINS-CTDMOR-12647 | 37-12647 | Induction ID | 20 | Depth
GA01SUMO-RII11-02-CTDMOR020 | CGMGA-01SUMO-00003 | GA01SUMO-00003 | 3 | CGINS-CTDMOR-12647 | 37-12647 | CC_lat
GA01SUMO-RII11-02-CTDMOR020 | CGMGA-01SUMO-00003 | GA01SUMO-00003 | 3 | CGINS-CTDMOR-12647 | 37-12647 | CC_lon
GA01SUMO-RII11-02-CTDMOR020 | CGMGA-01SUMO-00003 | GA01SUMO-00003 | 3 | CGINS-CTDMOR-12647 | 37-12647 | CC_p_range | 5076
GA01SUMO-RII11-02-CTDMOR020 | CGMGA-01SUMO-00003 | GA01SUMO-00003 | 3 | CGINS-CTDMOR-12647 | 37-12647 | CC_wbotc | -3.223e-08
GA01SUMO-RII11-02-CTDMOR020 | CGMGA-01SUMO-00003 | GA01SUMO-00003 | 3 | CGINS-CTDMOR-12647 | 37-12647 | CC_a0 | -9.6268e-05
GA01SUMO-RII11-02-CTDMOR020 | CGMGA-01SUMO-00003 | GA01SUMO-00003 | 3 | CGINS-CTDMOR-12647 | 37-12647 | CC_a1 | 0.00030576
GA01SUMO-RII11-02-CTDMOR020 | CGMGA-01SUMO-00003 | GA01SUMO-00003 | 3 | CGINS-CTDMOR-12647 | 37-12647 | CC_a2 | -4.4177e-06
GA01SUMO-RII11-02-CTDMOR020 | CGMGA-01SUMO-00003 | GA01SUMO-00003 | 3 | CGINS-CTDMOR-12647 | 37-12647 | CC_a3 | 2.0141e-07
GA01SUMO-RII11-02-CTDMOR020 | CGMGA-01SUMO-00003 | GA01SUMO-00003 | 3 | CGINS-CTDMOR-12647 | 37-12647 | CC_ptempa0 | -71.1292
GA01SUMO-RII11-02-CTDMOR020 | CGMGA-01SUMO-00003 | GA01SUMO-00003 | 3 | CGINS-CTDMOR-12647 | 37-12647 | CC_ptempa1 | 0.051934
GA01SUMO-RII11-02-CTDMOR020 | CGMGA-01SUMO-00003 | GA01SUMO-00003 | 3 | CGINS-CTDMOR-12647 | 37-12647 | CC_ptempa2 | -3.2553e-07
GA01SUMO-RII11-02-CTDMOR020 | CGMGA-01SUMO-00003 | GA01SUMO-00003 | 3 | CGINS-CTDMOR-12647 | 37-12647 | CC_ptca0 | 523393.3
GA01SUMO-RII11-02-CTDMOR020 | CGMGA-01SUMO-00003 | GA01SUMO-00003 | 3 | CGINS-CTDMOR-12647 | 37-12647 | CC_ptca1 | 0.094414
GA01SUMO-RII11-02-CTDMOR020 | CGMGA-01SUMO-00003 | GA01SUMO-00003 | 3 | CGINS-CTDMOR-12647 | 37-12647 | CC_ptca2 | -0.462
GA01SUMO-RII11-02-CTDMOR020 | CGMGA-01SUMO-00003 | GA01SUMO-00003 | 3 | CGINS-CTDMOR-12647 | 37-12647 | CC_ptcb0 | 25.1516
GA01SUMO-RII11-02-CTDMOR020 | CGMGA-01SUMO-00003 | GA01SUMO-00003 | 3 | CGINS-CTDMOR-12647 | 37-12647 | CC_ptcb1 | 0.000325
GA01SUMO-RII11-02-CTDMOR020 | CGMGA-01SUMO-00003 | GA01SUMO-00003 | 3 | CGINS-CTDMOR-12647 | 37-12647 | CC_ptcb2 | 0
GA01SUMO-RII11-02-CTDMOR020 | CGMGA-01SUMO-00003 | GA01SUMO-00003 | 3 | CGINS-CTDMOR-12647 | 37-12647 | CC_pa0 | -3.5592
GA01SUMO-RII11-02-CTDMOR020 | CGMGA-01SUMO-00003 | GA01SUMO-00003 | 3 | CGINS-CTDMOR-12647 | 37-12647 | CC_pa1 | 0.015897
GA01SUMO-RII11-02-CTDMOR020 | CGMGA-01SUMO-00003 | GA01SUMO-00003 | 3 | CGINS-CTDMOR-12647 | 37-12647 | CC_pa2 | -6.7229e-10
GA01SUMO-RII11-02-CTDMOR020 | CGMGA-01SUMO-00003 | GA01SUMO-00003 | 3 | CGINS-CTDMOR-12647 | 37-12647 | CC_g | -0.97457
GA01SUMO-RII11-02-CTDMOR020 | CGMGA-01SUMO-00003 | GA01SUMO-00003 | 3 | CGINS-CTDMOR-12647 | 37-12647 | CC_h | 0.14592
GA01SUMO-RII11-02-CTDMOR020 | CGMGA-01SUMO-00003 | GA01SUMO-00003 | 3 | CGINS-CTDMOR-12647 | 37-12647 | CC_i | -0.00013338
GA01SUMO-RII11-02-CTDMOR020 | CGMGA-01SUMO-00003 | GA01SUMO-00003 | 3 | CGINS-CTDMOR-12647 | 37-12647 | CC_j | 3.2169e-05
GA01SUMO-RII11-02-CTDMOR020 | CGMGA-01SUMO-00003 | GA01SUMO-00003 | 3 | CGINS-CTDMOR-12647 | 37-12647 | CC_cpcor | -9.57e-08
GA01SUMO-RII11-02-CTDMOR020 | CGMGA-01SUMO-00003 | GA01SUMO-00003 | 3 | CGINS-CTDMOR-12647 | 37-12647 | CC_ctcor | 3.25e-06
GA01SUMO-RII11-02-PHSENE041 | CGMGA-01SUMO-00003 | GA01SUMO-00003 | 3 | CGINS-PHSENE-P0178 | P0178 | CC_ea434 | 17372
GA01SUMO-RII11-02-PHSENE041 | CGMGA-01SUMO-00003 | GA01SUMO-00003 | 3 | CGINS-PHSENE-P0178 | P0178 | CC_eb434 | 2284
GA01SUMO-RII11-02-PHSENE041 | CGMGA-01SUMO-00003 | GA01SUMO-00003 | 3 | CGINS-PHSENE-P0178 | P0178 | CC_ea578 | 94.1
GA01SUMO-RII11-02-PHSENE041 | CGMGA-01SUMO-00003 | GA01SUMO-00003 | 3 | CGINS-PHSENE-P0178 | P0178 | CC_eb578 | 38676
GA01SUMO-RII11-02-PHSENE041 | CGMGA-01SUMO-00003 | GA01SUMO-00003 | 3 | CGINS-PHSENE-P0178 | P0178 | CC_ind_slp | 1
GA01SUMO-RII11-02-PHSENE041 | CGMGA-01SUMO-00003 | GA01SUMO-00003 | 3 | CGINS-PHSENE-P0178 | P0178 | CC_ind_off | 0
GA01SUMO-RII11-02-PHSENE041 | CGMGA-01SUMO-00003 | GA01SUMO-00003 | 3 | CGINS-PHSENE-P0178 | P0178 | CC_psal | 35 | Constant
GA01SUMO-RII11-02-PHSENE042 | CGMGA-01SUMO-00003 | GA01SUMO-00003 | 3 | CGINS-PHSENE-P0179 | P0179 | CC_ea434 | 17372
GA01SUMO-RII11-02-PHSENE042 | CGMGA-01SUMO-00003 | GA01SUMO-00003 | 3 | CGINS-PHSENE-P0179 | P0179 | CC_eb434 | 2284
GA01SUMO-RII11-02-PHSENE042 | CGMGA-01SUMO-00003 | GA01SUMO-00003 | 3 | CGINS-PHSENE-P0179 | P0179 | CC_ea578 | 94.1
GA01SUMO-RII11-02-PHSENE042 | CGMGA-01SUMO-00003 | GA01SUMO-00003 | 3 | CGINS-PHSENE-P0179 | P0179 | CC_eb578 | 38676
GA01SUMO-RII11-02-PHSENE042 | CGMGA-01SUMO-00003 | GA01SUMO-00003 | 3 | CGINS-PHSENE-P0179 | P0179 | CC_ind_slp | 1
GA01SUMO-RII11-02-PHSENE042 | CGMGA-01SUMO-00003 | GA01SUMO-00003 | 3 | CGINS-PHSENE-P0179 | P0179 | CC_ind_off | 0
GA01SUMO-RII11-02-PHSENE042 | CGMGA-01SUMO-00003 | GA01SUMO-00003 | 3 | CGINS-PHSENE-P0179 | P0179 | CC_psal | 35 | Constant
GA01SUMO-RII11-02-CTDBPP031 | CGMGA-01SUMO-00003 | GA01SUMO-00003 | 3 | CGINS-CTDBPP-50156 | 16-50156 | CC_lat |  | GA01SUMO-RII11-02-CTDBPP003 will be defined in Group 5
GA01SUMO-RII11-02-CTDBPP031 | CGMGA-01SUMO-00003 | GA01SUMO-00003 | 3 | CGINS-CTDBPP-50156 | 16-50156 | CC_lon
GA01SUMO-RII11-02-CTDBPP031 | CGMGA-01SUMO-00003 | GA01SUMO-00003 | 3 | CGINS-CTDBPP-50156 | 16-50156 | CC_a0 | 0.0012402
GA01SUMO-RII11-02-CTDBPP031 | CGMGA-01SUMO-00003 | GA01SUMO-00003 | 3 | CGINS-CTDBPP-50156 | 16-50156 | CC_a1 | 0.00027645
GA01SUMO-RII11-02-CTDBPP031 | CGMGA-01SUMO-00003 | GA01SUMO-00003 | 3 | CGINS-CTDBPP-50156 | 16-50156 | CC_a2 | -1.2076e-06
GA01SUMO-RII11-02-CTDBPP031 | CGMGA-01SUMO-00003 | GA01SUMO-00003 | 3 | CGINS-CTDBPP-50156 | 16-50156 | CC_a3 | 1.8446e-07
GA01SUMO-RII11-02-CTDBPP031 | CGMGA-01SUMO-00003 | GA01SUMO-00003 | 3 | CGINS-CTDBPP-50156 | 16-50156 | CC_ptempa0 | 234.8327
GA01SUMO-RII11-02-CTDBPP031 | CGMGA-01SUMO-00003 | GA01SUMO-00003 | 3 | CGINS-CTDBPP-50156 | 16-50156 | CC_ptempa1 | -118.3495
GA01SUMO-RII11-02-CTDBPP031 | CGMGA-01SUMO-00003 | GA01SUMO-00003 | 3 | CGINS-CTDBPP-50156 | 16-50156 | CC_ptempa2 | 12.0078
GA01SUMO-RII11-02-CTDBPP031 | CGMGA-01SUMO-00003 | GA01SUMO-00003 | 3 | CGINS-CTDBPP-50156 | 16-50156 | CC_ptca0 | 526047.9
GA01SUMO-RII11-02-CTDBPP031 | CGMGA-01SUMO-00003 | GA01SUMO-00003 | 3 | CGINS-CTDBPP-50156 | 16-50156 | CC_ptca1 | 36.8998
GA01SUMO-RII11-02-CTDBPP031 | CGMGA-01SUMO-00003 | GA01SUMO-00003 | 3 | CGINS-CTDBPP-50156 | 16-50156 | CC_ptca2 | 0.68003
GA01SUMO-RII11-02-CTDBPP031 | CGMGA-01SUMO-00003 | GA01SUMO-00003 | 3 | CGINS-CTDBPP-50156 | 16-50156 | CC_ptcb0 | 25.0616
GA01SUMO-RII11-02-CTDBPP031 | CGMGA-01SUMO-00003 | GA01SUMO-00003 | 3 | CGINS-CTDBPP-50156 | 16-50156 | CC_ptcb1 | -7.5e-05
GA01SUMO-RII11-02-CTDBPP031 | CGMGA-01SUMO-00003 | GA01SUMO-00003 | 3 | CGINS-CTDBPP-50156 | 16-50156 | CC_ptcb2 | 0
GA01SUMO-RII11-02-CTDBPP031 | CGMGA-01SUMO-00003 | GA01SUMO-00003 | 3 | CGINS-CTDBPP-50156 | 16-50156 | CC_pa0 | 3.7693
GA01SUMO-RII11-02-CTDBPP031 | CGMGA-01SUMO-00003 | GA01SUMO-00003 | 3 | CGINS-CTDBPP-50156 | 16-50156 | CC_pa1 | 0.0031862
GA01SUMO-RII11-02-CTDBPP031 | CGMGA-01SUMO-00003 | GA01SUMO-00003 | 3 | CGINS-CTDBPP-50156 | 16-50156 | CC_pa2 | 9.5199e-11
GA01SUMO-RII11-02-CTDBPP031 | CGMGA-01SUMO-00003 | GA01SUMO-00003 | 3 | CGINS-CTDBPP-50156 | 16-50156 | CC_g | -0.98864
GA01SUMO-RII11-02-CTDBPP031 | CGMGA-01SUMO-00003 | GA01SUMO-00003 | 3 | CGINS-CTDBPP-50156 | 16-50156 | CC_h | 0.15684
GA01SUMO-RII11-02-CTDBPP031 | CGMGA-01SUMO-00003 | GA01SUMO-00003 | 3 | CGINS-CTDBPP-50156 | 16-50156 | CC_i | -0.00018305
GA01SUMO-RII11-02-CTDBPP031 | CGMGA-01SUMO-00003 | GA01SUMO-00003 | 3 | CGINS-CTDBPP-50156 | 16-50156 | CC_j | 3.6887e-05
GA01SUMO-RII11-02-CTDBPP031 | CGMGA-01SUMO-00003 | GA01SUMO-00003 | 3 | CGINS-CTDBPP-50156 | 16-50156 | CC_cpcor | -9.57e-08
GA01SUMO-RII11-02-CTDBPP031 | CGMGA-01SUMO-00003 | GA01SUMO-00003 | 3 | CGINS-CTDBPP-50156 | 16-50156 | CC_ctcor | 3.25e-06
GA01SUMO-RII11-02-CTDBPP032 | CGMGA-01SUMO-00003 | GA01SUMO-00003 | 3 | CGINS-CTDBPP-50157 | 16-50157 | CC_lat |  | GA01SUMO-RII11-02-CTDBPP201 will be defined in Group 5
GA01SUMO-RII11-02-CTDBPP032 | CGMGA-01SUMO-00003 | GA01SUMO-00003 | 3 | CGINS-CTDBPP-50157 | 16-50157 | CC_lon
GA01SUMO-RII11-02-CTDBPP032 | CGMGA-01SUMO-00003 | GA01SUMO-00003 | 3 | CGINS-CTDBPP-50157 | 16-50157 | CC_a0 | 0.0012491
GA01SUMO-RII11-02-CTDBPP032 | CGMGA-01SUMO-00003 | GA01SUMO-00003 | 3 | CGINS-CTDBPP-50157 | 16-50157 | CC_a1 | 0.00027227
GA01SUMO-RII11-02-CTDBPP032 | CGMGA-01SUMO-00003 | GA01SUMO-00003 | 3 | CGINS-CTDBPP-50157 | 16-50157 | CC_a2 | -6.5935e-07
GA01SUMO-RII11-02-CTDBPP032 | CGMGA-01SUMO-00003 | GA01SUMO-00003 | 3 | CGINS-CTDBPP-50157 | 16-50157 | CC_a3 | 1.6325e-07
GA01SUMO-RII11-02-CTDBPP032 | CGMGA-01SUMO-00003 | GA01SUMO-00003 | 3 | CGINS-CTDBPP-50157 | 16-50157 | CC_ptempa0 | 128.8428
GA01SUMO-RII11-02-CTDBPP032 | CGMGA-01SUMO-00003 | GA01SUMO-00003 | 3 | CGINS-CTDBPP-50157 | 16-50157 | CC_ptempa1 | -35.7567
GA01SUMO-RII11-02-CTDBPP032 | CGMGA-01SUMO-00003 | GA01SUMO-00003 | 3 | CGINS-CTDBPP-50157 | 16-50157 | CC_ptempa2 | -5.2529
GA01SUMO-RII11-02-CTDBPP032 | CGMGA-01SUMO-00003 | GA01SUMO-00003 | 3 | CGINS-CTDBPP-50157 | 16-50157 | CC_ptca0 | 527271.3
GA01SUMO-RII11-02-CTDBPP032 | CGMGA-01SUMO-00003 | GA01SUMO-00003 | 3 | CGINS-CTDBPP-50157 | 16-50157 | CC_ptca1 | 46.8898
GA01SUMO-RII11-02-CTDBPP032 | CGMGA-01SUMO-00003 | GA01SUMO-00003 | 3 | CGINS-CTDBPP-50157 | 16-50157 | CC_ptca2 | 0.63128
GA01SUMO-RII11-02-CTDBPP032 | CGMGA-01SUMO-00003 | GA01SUMO-00003 | 3 | CGINS-CTDBPP-50157 | 16-50157 | CC_ptcb0 | 24.9913
GA01SUMO-RII11-02-CTDBPP032 | CGMGA-01SUMO-00003 | GA01SUMO-00003 | 3 | CGINS-CTDBPP-50157 | 16-50157 | CC_ptcb1 | 0.00025
GA01SUMO-RII11-02-CTDBPP032 | CGMGA-01SUMO-00003 | GA01SUMO-00003 | 3 | CGINS-CTDBPP-50157 | 16-50157 | CC_ptcb2 | 0
GA01SUMO-RII11-02-CTDBPP032 | CGMGA-01SUMO-00003 | GA01SUMO-00003 | 3 | CGINS-CTDBPP-50157 | 16-50157 | CC_pa0 | 4.4808
GA01SUMO-RII11-02-CTDBPP032 | CGMGA-01SUMO-00003 | GA01SUMO-00003 | 3 | CGINS-CTDBPP-50157 | 16-50157 | CC_pa1 | 0.0031893
GA01SUMO-RII11-02-CTDBPP032 | CGMGA-01SUMO-00003 | GA01SUMO-00003 | 3 | CGINS-CTDBPP-50157 | 16-50157 | CC_pa2 | 9.4005e-11
GA01SUMO-RII11-02-CTDBPP032 | CGMGA-01SUMO-00003 | GA01SUMO-00003 | 3 | CGINS-CTDBPP-50157 | 16-50157 | CC_g | -0.99728
GA01SUMO-RII11-02-CTDBPP032 | CGMGA-01SUMO-00003 | GA01SUMO-00003 | 3 | CGINS-CTDBPP-50157 | 16-50157 | CC_h | 0.15567
GA01SUMO-RII11-02-CTDBPP032 | CGMGA-01SUMO-00003 | GA01SUMO-00003 | 3 | CGINS-CTDBPP-50157 | 16-50157 | CC_i | -0.00016014
GA01SUMO-RII11-02-CTDBPP032 | CGMGA-01SUMO-00003 | GA01SUMO-00003 | 3 | CGINS-CTDBPP-50157 | 16-50157 | CC_j | 3.5269e-05
GA01SUMO-RII11-02-CTDBPP032 | CGMGA-01SUMO-00003 | GA01SUMO-00003 | 3 | CGINS-CTDBPP-50157 | 16-50157 | CC_cpcor | -9.57e-08
GA01SUMO-RII11-02-CTDBPP032 | CGMGA-01SUMO-00003 | GA01SUMO-00003 | 3 | CGINS-CTDBPP-50157 | 16-50157 | CC_ctcor | 3.25e-06
GA01SUMO-RII11-02-CTDBPP033 | CGMGA-01SUMO-00003 | GA01SUMO-00003 | 3 | CGINS-CTDBPP-50158 | 16-50158 | CC_lat |  | GA01SUMO-RII11-02-CTDBPP007 will be defined in Group 5
GA01SUMO-RII11-02-CTDBPP033 | CGMGA-01SUMO-00003 | GA01SUMO-00003 | 3 | CGINS-CTDBPP-50158 | 16-50158 | CC_lon
GA01SUMO-RII11-02-CTDBPP033 | CGMGA-01SUMO-00003 | GA01SUMO-00003 | 3 | CGINS-CTDBPP-50158 | 16-50158 | CC_a0 | 0.0012543
GA01SUMO-RII11-02-CTDBPP033 | CGMGA-01SUMO-00003 | GA01SUMO-00003 | 3 | CGINS-CTDBPP-50158 | 16-50158 | CC_a1 | 0.00027493
GA01SUMO-RII11-02-CTDBPP033 | CGMGA-01SUMO-00003 | GA01SUMO-00003 | 3 | CGINS-CTDBPP-50158 | 16-50158 | CC_a2 | -1.1519e-06
GA01SUMO-RII11-02-CTDBPP033 | CGMGA-01SUMO-00003 | GA01SUMO-00003 | 3 | CGINS-CTDBPP-50158 | 16-50158 | CC_a3 | 1.8047e-07
GA01SUMO-RII11-02-CTDBPP033 | CGMGA-01SUMO-00003 | GA01SUMO-00003 | 3 | CGINS-CTDBPP-50158 | 16-50158 | CC_ptempa0 | 445.6232
GA01SUMO-RII11-02-CTDBPP033 | CGMGA-01SUMO-00003 | GA01SUMO-00003 | 3 | CGINS-CTDBPP-50158 | 16-50158 | CC_ptempa1 | -253.5012
GA01SUMO-RII11-02-CTDBPP033 | CGMGA-01SUMO-00003 | GA01SUMO-00003 | 3 | CGINS-CTDBPP-50158 | 16-50158 | CC_ptempa2 | 35.0499
GA01SUMO-RII11-02-CTDBPP033 | CGMGA-01SUMO-00003 | GA01SUMO-00003 | 3 | CGINS-CTDBPP-50158 | 16-50158 | CC_ptca0 | 525855.2
GA01SUMO-RII11-02-CTDBPP033 | CGMGA-01SUMO-00003 | GA01SUMO-00003 | 3 | CGINS-CTDBPP-50158 | 16-50158 | CC_ptca1 | 22.974
GA01SUMO-RII11-02-CTDBPP033 | CGMGA-01SUMO-00003 | GA01SUMO-00003 | 3 | CGINS-CTDBPP-50158 | 16-50158 | CC_ptca2 | 0.7905
GA01SUMO-RII11-02-CTDBPP033 | CGMGA-01SUMO-00003 | GA01SUMO-00003 | 3 | CGINS-CTDBPP-50158 | 16-50158 | CC_ptcb0 | 24.8583
GA01SUMO-RII11-02-CTDBPP033 | CGMGA-01SUMO-00003 | GA01SUMO-00003 | 3 | CGINS-CTDBPP-50158 | 16-50158 | CC_ptcb1 | -0.00035
GA01SUMO-RII11-02-CTDBPP033 | CGMGA-01SUMO-00003 | GA01SUMO-00003 | 3 | CGINS-CTDBPP-50158 | 16-50158 | CC_ptcb2 | 0
GA01SUMO-RII11-02-CTDBPP033 | CGMGA-01SUMO-00003 | GA01SUMO-00003 | 3 | CGINS-CTDBPP-50158 | 16-50158 | CC_pa0 | 3.0274
GA01SUMO-RII11-02-CTDBPP033 | CGMGA-01SUMO-00003 | GA01SUMO-00003 | 3 | CGINS-CTDBPP-50158 | 16-50158 | CC_pa1 | 0.0031691
GA01SUMO-RII11-02-CTDBPP033 | CGMGA-01SUMO-00003 | GA01SUMO-00003 | 3 | CGINS-CTDBPP-50158 | 16-50158 | CC_pa2 | 9.2594e-11
GA01SUMO-RII11-02-CTDBPP033 | CGMGA-01SUMO-00003 | GA01SUMO-00003 | 3 | CGINS-CTDBPP-50158 | 16-50158 | CC_g | -0.98629
GA01SUMO-RII11-02-CTDBPP033 | CGMGA-01SUMO-00003 | GA01SUMO-00003 | 3 | CGINS-CTDBPP-50158 | 16-50158 | CC_h | 0.15245
GA01SUMO-RII11-02-CTDBPP033 | CGMGA-01SUMO-00003 | GA01SUMO-00003 | 3 | CGINS-CTDBPP-50158 | 16-50158 | CC_i | -0.00014682
GA01SUMO-RII11-02-CTDBPP033 | CGMGA-01SUMO-00003 | GA01SUMO-00003 | 3 | CGINS-CTDBPP-50158 | 16-50158 | CC_j | 3.3724e-05
GA01SUMO-RII11-02-CTDBPP033 | CGMGA-01SUMO-00003 | GA01SUMO-00003 | 3 | CGINS-CTDBPP-50158 | 16-50158 | CC_cpcor | -9.57e-08
GA01SUMO-RII11-02-CTDBPP033 | CGMGA-01SUMO-00003 | GA01SUMO-00003 | 3 | CGINS-CTDBPP-50158 | 16-50158 | CC_ctcor | 3.25e-06
GA01SUMO-RII11-02-FLORDG031 | CGMGA-01SUMO-00003 | GA01SUMO-00003 | 3 | CGINS-FLORDG-04029 | 4029 | CC_dark_counts_volume_scatter | 0.0599 | GA01SUMO-RII11-02-FLORDG103 will be defined in Group 5
GA01SUMO-RII11-02-FLORDG031 | CGMGA-01SUMO-00003 | GA01SUMO-00003 | 3 | CGINS-FLORDG-04029 | 4029 | CC_scale_factor_volume_scatter | 0.001316 | in Volts (because analog signal going to CTDBP)
GA01SUMO-RII11-02-FLORDG031 | CGMGA-01SUMO-00003 | GA01SUMO-00003 | 3 | CGINS-FLORDG-04029 | 4029 | CC_dark_counts_chlorophyll_a | 0.078 | in Volts (because analog signal going to CTDBP)
GA01SUMO-RII11-02-FLORDG031 | CGMGA-01SUMO-00003 | GA01SUMO-00003 | 3 | CGINS-FLORDG-04029 | 4029 | CC_scale_factor_chlorophyll_a | 6 | in Volts (because analog signal going to CTDBP)
GA01SUMO-RII11-02-FLORDG031 | CGMGA-01SUMO-00003 | GA01SUMO-00003 | 3 | CGINS-FLORDG-04029 | 4029 | CC_scattering_angle | 140 | Constant
GA01SUMO-RII11-02-FLORDG031 | CGMGA-01SUMO-00003 | GA01SUMO-00003 | 3 | CGINS-FLORDG-04029 | 4029 | CC_measurement_wavelength | 700 | Constant
GA01SUMO-RII11-02-FLORDG031 | CGMGA-01SUMO-00003 | GA01SUMO-00003 | 3 | CGINS-FLORDG-04029 | 4029 | CC_angular_resolution | 1.096 | Constant
GA01SUMO-RII11-02-FLORDG031 | CGMGA-01SUMO-00003 | GA01SUMO-00003 | 3 | CGINS-FLORDG-04029 | 4029 | CC_depolarization_ratio | 0.039 | Constant
GA01SUMO-RII11-02-FLORDG032 | CGMGA-01SUMO-00003 | GA01SUMO-00003 | 3 | CGINS-FLORDG-04030 | 4030 | CC_dark_counts_volume_scatter | 0.0692 | GA01SUMO-RII11-02-FLORDG203 will be defined in Group 5
GA01SUMO-RII11-02-FLORDG032 | CGMGA-01SUMO-00003 | GA01SUMO-00003 | 3 | CGINS-FLORDG-04030 | 4030 | CC_scale_factor_volume_scatter | 0.0013 | in Volts (because analog signal going to CTDBP)
GA01SUMO-RII11-02-FLORDG032 | CGMGA-01SUMO-00003 | GA01SUMO-00003 | 3 | CGINS-FLORDG-04030 | 4030 | CC_dark_counts_chlorophyll_a | 0.057 | in Volts (because analog signal going to CTDBP)
GA01SUMO-RII11-02-FLORDG032 | CGMGA-01SUMO-00003 | GA01SUMO-00003 | 3 | CGINS-FLORDG-04030 | 4030 | CC_scale_factor_chlorophyll_a | 6 | in Volts (because analog signal going to CTDBP)
GA01SUMO-RII11-02-FLORDG032 | CGMGA-01SUMO-00003 | GA01SUMO-00003 | 3 | CGINS-FLORDG-04030 | 4030 | CC_scattering_angle | 140 | Constant
GA01SUMO-RII11-02-FLORDG032 | CGMGA-01SUMO-00003 | GA01SUMO-00003 | 3 | CGINS-FLORDG-04030 | 4030 | CC_measurement_wavelength | 700 | Constant
GA01SUMO-RII11-02-FLORDG032 | CGMGA-01SUMO-00003 | GA01SUMO-00003 | 3 | CGINS-FLORDG-04030 | 4030 | CC_angular_resolution | 1.096 | Constant
GA01SUMO-RII11-02-FLORDG032 | CGMGA-01SUMO-00003 | GA01SUMO-00003 | 3 | CGINS-FLORDG-04030 | 4030 | CC_depolarization_ratio | 0.039 | Constant
GA01SUMO-RII11-02-FLORDG033 | CGMGA-01SUMO-00003 | GA01SUMO-00003 | 3 | CGINS-FLORDG-04031 | 4031 | CC_dark_counts_volume_scatter | 0.063 | GA01SUMO-RII11-02-FLORDG303 will be defined in Group 5
GA01SUMO-RII11-02-FLORDG033 | CGMGA-01SUMO-00003 | GA01SUMO-00003 | 3 | CGINS-FLORDG-04031 | 4031 | CC_scale_factor_volume_scatter | 0.00131 | in Volts (because analog signal going to CTDBP)
GA01SUMO-RII11-02-FLORDG033 | CGMGA-01SUMO-00003 | GA01SUMO-00003 | 3 | CGINS-FLORDG-04031 | 4031 | CC_dark_counts_chlorophyll_a | 0.043 | in Volts (because analog signal going to CTDBP)
GA01SUMO-RII11-02-FLORDG033 | CGMGA-01SUMO-00003 | GA01SUMO-00003 | 3 | CGINS-FLORDG-04031 | 4031 | CC_scale_factor_chlorophyll_a | 6 | in Volts (because analog signal going to CTDBP)
GA01SUMO-RII11-02-FLORDG033 | CGMGA-01SUMO-00003 | GA01SUMO-00003 | 3 | CGINS-FLORDG-04031 | 4031 | CC_scattering_angle | 140 | Constant
GA01SUMO-RII11-02-FLORDG033 | CGMGA-01SUMO-00003 | GA01SUMO-00003 | 3 | CGINS-FLORDG-04031 | 4031 | CC_measurement_wavelength | 700 | Constant
GA01SUMO-RII11-02-FLORDG033 | CGMGA-01SUMO-00003 | GA01SUMO-00003 | 3 | CGINS-FLORDG-04031 | 4031 | CC_angular_resolution | 1.096 | Constant
GA01SUMO-RII11-02-FLORDG033 | CGMGA-01SUMO-00003 | GA01SUMO-00003 | 3 | CGINS-FLORDG-04031 | 4031 | CC_depolarization_ratio | 0.039 | Constant
GA01SUMO-RII11-02-PCO2WC051 | CGMGA-01SUMO-00003 | GA01SUMO-00003 | 3 | CGINS-PCO2WC-C0139 | C0139 | CC_cala | 0.0408
GA01SUMO-RII11-02-PCO2WC051 | CGMGA-01SUMO-00003 | GA01SUMO-00003 | 3 | CGINS-PCO2WC-C0139 | C0139 | CC_calb | 0.71
GA01SUMO-RII11-02-PCO2WC051 | CGMGA-01SUMO-00003 | GA01SUMO-00003 | 3 | CGINS-PCO2WC-C0139 | C0139 | CC_calc | -1.6596
GA01SUMO-RII11-02-PCO2WC051 | CGMGA-01SUMO-00003 | GA01SUMO-00003 | 3 | CGINS-PCO2WC-C0139 | C0139 | CC_calt | 3.7632
GA01SUMO-RII11-02-PCO2WC051 | CGMGA-01SUMO-00003 | GA01SUMO-00003 | 3 | CGINS-PCO2WC-C0139 | C0139 | CC_ea434 | 19706 | constant for each batch of reagent
GA01SUMO-RII11-02-PCO2WC051 | CGMGA-01SUMO-00003 | GA01SUMO-00003 | 3 | CGINS-PCO2WC-C0139 | C0139 | CC_ea620 | 34 | constant for each batch of reagent
GA01SUMO-RII11-02-PCO2WC051 | CGMGA-01SUMO-00003 | GA01SUMO-00003 | 3 | CGINS-PCO2WC-C0139 | C0139 | CC_eb434 | 3073 | constant for each batch of reagent
GA01SUMO-RII11-02-PCO2WC051 | CGMGA-01SUMO-00003 | GA01SUMO-00003 | 3 | CGINS-PCO2WC-C0139 | C0139 | CC_eb620 | 44327 | constant for each batch of reagent
GA01SUMO-RII11-02-PCO2WC052 | CGMGA-01SUMO-00003 | GA01SUMO-00003 | 3 | CGINS-PCO2WC-C0140 | C0140 | CC_cala | -0.0083
GA01SUMO-RII11-02-PCO2WC052 | CGMGA-01SUMO-00003 | GA01SUMO-00003 | 3 | CGINS-PCO2WC-C0140 | C0140 | CC_calb | 0.9689
GA01SUMO-RII11-02-PCO2WC052 | CGMGA-01SUMO-00003 | GA01SUMO-00003 | 3 | CGINS-PCO2WC-C0140 | C0140 | CC_calc | -1.9749
GA01SUMO-RII11-02-PCO2WC052 | CGMGA-01SUMO-00003 | GA01SUMO-00003 | 3 | CGINS-PCO2WC-C0140 | C0140 | CC_calt | 0.8804
GA01SUMO-RII11-02-PCO2WC052 | CGMGA-01SUMO-00003 | GA01SUMO-00003 | 3 | CGINS-PCO2WC-C0140 | C0140 | CC_ea434 | 19706 | constant for each batch of reagent
GA01SUMO-RII11-02-PCO2WC052 | CGMGA-01SUMO-00003 | GA01SUMO-00003 | 3 | CGINS-PCO2WC-C0140 | C0140 | CC_ea620 | 34 | constant for each batch of reagent
GA01SUMO-RII11-02-PCO2WC052 | CGMGA-01SUMO-00003 | GA01SUMO-00003 | 3 | CGINS-PCO2WC-C0140 | C0140 | CC_eb434 | 3073 | constant for each batch of reagent
GA01SUMO-RII11-02-PCO2WC052 | CGMGA-01SUMO-00003 | GA01SUMO-00003 | 3 | CGINS-PCO2WC-C0140 | C0140 | CC_eb620 | 44327 | constant for each batch of reagent
GA01SUMO-RII11-02-PCO2WC053 | CGMGA-01SUMO-00003 | GA01SUMO-00003 | 3 | CGINS-PCO2WC-C0141 | C0141 | CC_cala | 0.178
GA01SUMO-RII11-02-PCO2WC053 | CGMGA-01SUMO-00003 | GA01SUMO-00003 | 3 | CGINS-PCO2WC-C0141 | C0141 | CC_calb | 0.0986
GA01SUMO-RII11-02-PCO2WC053 | CGMGA-01SUMO-00003 | GA01SUMO-00003 | 3 | CGINS-PCO2WC-C0141 | C0141 | CC_calc | -0.9005
GA01SUMO-RII11-02-PCO2WC053 | CGMGA-01SUMO-00003 | GA01SUMO-00003 | 3 | CGINS-PCO2WC-C0141 | C0141 | CC_calt | 0.9159
GA01SUMO-RII11-02-PCO2WC053 | CGMGA-01SUMO-00003 | GA01SUMO-00003 | 3 | CGINS-PCO2WC-C0141 | C0141 | CC_ea434 | 19706 | constant for each batch of reagent
GA01SUMO-RII11-02-PCO2WC053 | CGMGA-01SUMO-00003 | GA01SUMO-00003 | 3 | CGINS-PCO2WC-C0141 | C0141 | CC_ea620 | 34 | constant for each batch of reagent
GA01SUMO-RII11-02-PCO2WC053 | CGMGA-01SUMO-00003 | GA01SUMO-00003 | 3 | CGINS-PCO2WC-C0141 | C0141 | CC_eb434 | 3073 | constant for each batch of reagent
GA01SUMO-RII11-02-PCO2WC053 | CGMGA-01SUMO-00003 | GA01SUMO-00003 | 3 | CGINS-PCO2WC-C0141 | C0141 | CC_eb620 | 44327 | constant for each batch of reagent
GA01SUMO-RII11-02-ADCPSN010 | CGMGA-01SUMO-00003 | GA01SUMO-00003 | 3 | CGINS-ADCPSN-21717 | 21717 | CC_latitude
GA01SUMO-RII11-02-ADCPSN010 | CGMGA-01SUMO-00003 | GA01SUMO-00003 | 3 | CGINS-ADCPSN-21717 | 21717 | CC_longitude
GA01SUMO-RII11-02-ADCPSN010 | CGMGA-01SUMO-00003 | GA01SUMO-00003 | 3 | CGINS-ADCPSN-21717 | 21717 | CC_depth | 500000 | in mm
GA01SUMO-RII11-02-ADCPSN010 | CGMGA-01SUMO-00003 | GA01SUMO-00003 | 3 | CGINS-ADCPSN-21717 | 21717 | CC_scale_factor1 | 0.45 | constant
GA01SUMO-RII11-02-ADCPSN010 | CGMGA-01SUMO-00003 | GA01SUMO-00003 | 3 | CGINS-ADCPSN-21717 | 21717 | CC_scale_factor2 | 0.45 | constant
GA01SUMO-RII11-02-ADCPSN010 | CGMGA-01SUMO-00003 | GA01SUMO-00003 | 3 | CGINS-ADCPSN-21717 | 21717 | CC_scale_factor3 | 0.45 | constant
GA01SUMO-RII11-02-ADCPSN010 | CGMGA-01SUMO-00003 | GA01SUMO-00003 | 3 | CGINS-ADCPSN-21717 | 21717 | CC_scale_factor4 | 0.45 | constant
GA01SUMO-SBC11-00-CPMENG000 | CGMGA-01SUMO-00003 | GA01SUMO-00003 | 3 | CGCON-BCPM01-50009 | 2015-0009 |  |  | The serial number used here is bogus, pending identification of the real serial number.
GA01SUMO-SBD11-00-DCLENG000 | CGMGA-01SUMO-00003 | GA01SUMO-00003 | 3 | CGCON-BDCL11-50009 | 2015-0009 |  |  | The serial number used here is bogus, pending identification of the real serial number.
GA01SUMO-SBD12-00-DCLENG000 | CGMGA-01SUMO-00003 | GA01SUMO-00003 | 3 | CGCON-BDCL12-50009 | 2015-0009 |  |  | The serial number used here is bogus, pending identification of the real serial number.
GA01SUMO-RID16-00-DCLENG000 | CGMGA-01SUMO-00003 | GA01SUMO-00003 | 3 | CGCON-NDCL16-00012 | 012 |  |  | The serial number used here is bogus, pending identification of the real serial number.

## ACS187_CC_taarray
-0.12163 | -0.11562 | -0.10953 | -0.10456 | -0.099564 | -0.094776 | -0.090203 | -0.084763 | -0.077908 | -0.073195 | -0.067112 | -0.062881 | -0.056678 | -0.053094 | -0.047031 | -0.042981 | -0.037756 | -0.03362 | -0.028536 | -0.02539 | -0.0203 | -0.016077 | -0.01202 | -0.008972 | -0.004717 | 0 | 0.006644 | 0.011424 | 0.016309 | 0.021756 | 0.025043 | 0.031477 | 0.035477 | 0.037826 | 0.041047
-0.10877 | -0.102 | -0.096028 | -0.091085 | -0.08654 | -0.082053 | -0.07787 | -0.072951 | -0.067378 | -0.063112 | -0.058387 | -0.053841 | -0.049208 | -0.045058 | -0.040788 | -0.037112 | -0.032568 | -0.028937 | -0.024167 | -0.021394 | -0.017198 | -0.013637 | -0.010018 | -0.007524 | -0.003939 | 0 | 0.005817 | 0.009851 | 0.013749 | 0.018297 | 0.02123 | 0.026629 | 0.03021 | 0.032384 | 0.035426
-0.094716 | -0.086962 | -0.081267 | -0.077041 | -0.072706 | -0.068923 | -0.065074 | -0.060758 | -0.055939 | -0.052715 | -0.048393 | -0.044885 | -0.040819 | -0.038047 | -0.033861 | -0.030944 | -0.026723 | -0.023934 | -0.020218 | -0.018133 | -0.014012 | -0.011885 | -0.008533 | -0.006331 | -0.003502 | 0 | 0.004308 | 0.007877 | 0.011332 | 0.014989 | 0.01713 | 0.0215 | 0.024532 | 0.026057 | 0.028371
-0.079455 | -0.072553 | -0.067538 | -0.063892 | -0.060125 | -0.056452 | -0.053032 | -0.049401 | -0.045233 | -0.042498 | -0.039212 | -0.036344 | -0.032908 | -0.030678 | -0.027176 | -0.024801 | -0.021734 | -0.019412 | -0.016489 | -0.014464 | -0.011702 | -0.009252 | -0.006659 | -0.004984 | -0.002841 | 0 | 0.003558 | 0.006337 | 0.009398 | 0.01235 | 0.013905 | 0.017293 | 0.019854 | 0.021118 | 0.02269
-0.066243 | -0.060092 | -0.055635 | -0.052308 | -0.049223 | -0.046084 | -0.043085 | -0.040248 | -0.03681 | -0.034717 | -0.031568 | -0.029244 | -0.026553 | -0.024555 | -0.021812 | -0.019959 | -0.017477 | -0.015611 | -0.012675 | -0.01142 | -0.008747 | -0.00757 | -0.005638 | -0.004291 | -0.001968 | 0 | 0.00314 | 0.004952 | 0.00713 | 0.009885 | 0.011099 | 0.013826 | 0.015895 | 0.017053 | 0.01813
-0.055566 | -0.049981 | -0.046264 | -0.043346 | -0.040661 | -0.037851 | -0.035591 | -0.032988 | -0.030088 | -0.028238 | -0.02584 | -0.023786 | -0.021739 | -0.019835 | -0.017573 | -0.016127 | -0.014 | -0.012481 | -0.010467 | -0.009281 | -0.007406 | -0.006015 | -0.004035 | -0.003105 | -0.001564 | 0 | 0.002595 | 0.004157 | 0.005903 | 0.007837 | 0.00886 | 0.011117 | 0.012755 | 0.014 | 0.01491
-0.045906 | -0.041121 | -0.037801 | -0.035407 | -0.033218 | -0.030889 | -0.029015 | -0.026828 | -0.024377 | -0.022893 | -0.020573 | -0.019209 | -0.017261 | -0.016105 | -0.014144 | -0.013043 | -0.010938 | -0.010048 | -0.008288 | -0.007507 | -0.005705 | -0.004785 | -0.003553 | -0.002387 | -0.001204 | 0 | 0.002043 | 0.003212 | 0.004889 | 0.006602 | 0.007349 | 0.009502 | 0.010784 | 0.011423 | 0.012481
-0.038651 | -0.034204 | -0.03139 | -0.029426 | -0.027352 | -0.025397 | -0.023798 | -0.022077 | -0.019834 | -0.018712 | -0.016896 | -0.015644 | -0.014096 | -0.012919 | -0.011229 | -0.010564 | -0.008893 | -0.007815 | -0.006299 | -0.005543 | -0.004608 | -0.003637 | -0.00269 | -0.001834 | -0.000832 | 0 | 0.001582 | 0.00276 | 0.004021 | 0.005285 | 0.006086 | 0.0077 | 0.009075 | 0.00988 | 0.010492
-0.03196 | -0.028039 | -0.025754 | -0.023784 | -0.022143 | -0.020481 | -0.019298 | -0.017836 | -0.016107 | -0.015023 | -0.013739 | -0.012524 | -0.011214 | -0.010162 | -0.009059 | -0.008134 | -0.00689 | -0.006333 | -0.005147 | -0.004636 | -0.003559 | -0.002984 | -0.001911 | -0.00154 | -0.000563 | 0 | 0.001562 | 0.002288 | 0.003297 | 0.004526 | 0.005244 | 0.006618 | 0.007658 | 0.008277 | 0.008964
-0.026087 | -0.022821 | -0.020697 | -0.019121 | -0.017567 | -0.016273 | -0.015366 | -0.014129 | -0.012918 | -0.012075 | -0.010941 | -0.009957 | -0.009007 | -0.00834 | -0.007311 | -0.006688 | -0.005553 | -0.004883 | -0.003895 | -0.00356 | -0.002626 | -0.002337 | -0.001303 | -0.001131 | -0.000453 | 0 | 0.001164 | 0.001953 | 0.002663 | 0.003793 | 0.004501 | 0.005583 | 0.006903 | 0.007272 | 0.007894
-0.020854 | -0.018081 | -0.016313 | -0.014947 | -0.01363 | -0.012657 | -0.011931 | -0.011089 | -0.01001 | -0.009566 | -0.008568 | -0.007829 | -0.007081 | -0.006574 | -0.005583 | -0.005187 | -0.004295 | -0.004026 | -0.003202 | -0.002716 | -0.002117 | -0.001575 | -0.001278 | -0.000843 | -0.000293 | 0 | 0.001003 | 0.001582 | 0.002338 | 0.003337 | 0.003686 | 0.005107 | 0.006059 | 0.006488 | 0.006957
-0.017355 | -0.014959 | -0.013479 | -0.012268 | -0.011194 | -0.010363 | -0.009722 | -0.009072 | -0.008142 | -0.007797 | -0.007016 | -0.006453 | -0.00574 | -0.005339 | -0.0046 | -0.004173 | -0.003515 | -0.003234 | -0.002616 | -0.002333 | -0.001844 | -0.001359 | -0.000904 | -0.000657 | -0.000321 | 0 | 0.000924 | 0.00138 | 0.002024 | 0.002873 | 0.003291 | 0.004416 | 0.005128 | 0.005677 | 0.006214
-0.013992 | -0.012065 | -0.010741 | -0.009744 | -0.008851 | -0.008181 | -0.007747 | -0.0073 | -0.006657 | -0.006247 | -0.005572 | -0.005188 | -0.004611 | -0.004255 | -0.0037 | -0.003477 | -0.002911 | -0.002554 | -0.001886 | -0.001798 | -0.001307 | -0.001048 | -0.000643 | -0.000626 | -0.000166 | 0 | 0.000714 | 0.00112 | 0.001685 | 0.002476 | 0.002939 | 0.003919 | 0.004705 | 0.005184 | 0.005641
-0.011862 | -0.01009 | -0.00894 | -0.008151 | -0.00731 | -0.006768 | -0.006495 | -0.006131 | -0.005484 | -0.005334 | -0.004734 | -0.00442 | -0.003956 | -0.003674 | -0.003214 | -0.002802 | -0.002421 | -0.002188 | -0.001743 | -0.001581 | -0.001273 | -0.000866 | -0.000458 | -0.000501 | -0.000221 | 0 | 0.000525 | 0.00106 | 0.001653 | 0.002197 | 0.002558 | 0.00344 | 0.004248 | 0.004652 | 0.005122
-0.010155 | -0.008719 | -0.007671 | -0.006942 | -0.006254 | -0.005763 | -0.00555 | -0.00527 | -0.004782 | -0.00463 | -0.004111 | -0.003786 | -0.003389 | -0.003175 | -0.002777 | -0.002727 | -0.002099 | -0.001897 | -0.001434 | -0.001499 | -0.000951 | -0.00081 | -0.00042 | -0.000248 | -0.000208 | 0 | 0.000499 | 0.000868 | 0.001326 | 0.002087 | 0.002358 | 0.003288 | 0.00386 | 0.004429 | 0.004692
-0.00897 | -0.007708 | -0.006821 | -0.00615 | -0.005488 | -0.00504 | -0.004898 | -0.004668 | -0.004345 | -0.004176 | -0.003784 | -0.003509 | -0.003131 | -0.002966 | -0.002523 | -0.002294 | -0.001792 | -0.001751 | -0.001386 | -0.001214 | -0.000866 | -0.000754 | -0.000406 | -0.000345 | -0.000102 | 0 | 0.000577 | 0.000885 | 0.001396 | 0.001883 | 0.002298 | 0.003039 | 0.003693 | 0.004027 | 0.004445
-0.00761 | -0.006491 | -0.005825 | -0.005186 | -0.004674 | -0.004367 | -0.004282 | -0.004201 | -0.003802 | -0.003755 | -0.003428 | -0.003168 | -0.002858 | -0.00264 | -0.002366 | -0.002099 | -0.001677 | -0.001646 | -0.001147 | -0.00108 | -0.000739 | -0.000631 | -0.000379 | -0.000259 | -0.000103 | 0 | 0.000489 | 0.000794 | 0.001243 | 0.001767 | 0.002118 | 0.002838 | 0.003455 | 0.003875 | 0.004284
-0.006921 | -0.005943 | -0.005274 | -0.004738 | -0.004283 | -0.003971 | -0.003944 | -0.003886 | -0.003612 | -0.003511 | -0.003149 | -0.002958 | -0.00269 | -0.002645 | -0.002225 | -0.002126 | -0.001596 | -0.001506 | -0.001136 | -0.001026 | -0.000771 | -0.000544 | -0.000336 | -0.000282 | -9.3e-05 | 0 | 0.000424 | 0.000618 | 0.001008 | 0.001584 | 0.002051 | 0.002713 | 0.003215 | 0.00367 | 0.003932
-0.006423 | -0.005447 | -0.004856 | -0.004343 | -0.003873 | -0.003609 | -0.003575 | -0.003534 | -0.003391 | -0.003334 | -0.003005 | -0.002838 | -0.002548 | -0.00238 | -0.002087 | -0.001989 | -0.001605 | -0.001362 | -0.001039 | -0.00102 | -0.000645 | -0.00063 | -0.000296 | -0.000146 | -0.00011 | 0 | 0.000456 | 0.00067 | 0.001077 | 0.001606 | 0.001891 | 0.002555 | 0.0032 | 0.003503 | 0.003854
-0.005562 | -0.004859 | -0.004374 | -0.00403 | -0.003638 | -0.003475 | -0.003503 | -0.003465 | -0.003331 | -0.003329 | -0.003021 | -0.002842 | -0.002624 | -0.002456 | -0.002114 | -0.002001 | -0.001611 | -0.001425 | -0.001189 | -0.001023 | -0.00077 | -0.000588 | -0.000405 | -0.000235 | -0.000124 | 0 | 0.000417 | 0.0006 | 0.000997 | 0.001493 | 0.001725 | 0.002418 | 0.002879 | 0.003188 | 0.003557
-0.004918 | -0.004302 | -0.003858 | -0.00344 | -0.003174 | -0.003021 | -0.003087 | -0.003248 | -0.003066 | -0.003057 | -0.002811 | -0.002637 | -0.002411 | -0.002303 | -0.002017 | -0.001856 | -0.00148 | -0.00135 | -0.000997 | -0.000909 | -0.000799 | -0.000592 | -0.000335 | -0.000295 | -8.8e-05 | 0 | 0.000349 | 0.000647 | 0.000884 | 0.001339 | 0.001711 | 0.002248 | 0.002814 | 0.003196 | 0.00348
-0.004653 | -0.004019 | -0.003588 | -0.003295 | -0.002959 | -0.002879 | -0.003032 | -0.003057 | -0.002996 | -0.003019 | -0.002825 | -0.002678 | -0.002425 | -0.002323 | -0.002086 | -0.001851 | -0.001524 | -0.001366 | -0.001007 | -0.000912 | -0.000694 | -0.000528 | -0.000348 | -0.000215 | -0.000116 | 0 | 0.000359 | 0.000609 | 0.000925 | 0.001424 | 0.001677 | 0.002175 | 0.002734 | 0.003091 | 0.003411
-0.004015 | -0.003556 | -0.003234 | -0.003019 | -0.002719 | -0.002696 | -0.002832 | -0.002965 | -0.002857 | -0.00292 | -0.002758 | -0.002575 | -0.002394 | -0.002299 | -0.001965 | -0.00181 | -0.00148 | -0.001286 | -0.001021 | -0.000915 | -0.000598 | -0.000494 | -0.000308 | -0.000181 | -6.5e-05 | 0 | 0.000388 | 0.000538 | 0.000886 | 0.001339 | 0.001643 | 0.002147 | 0.002664 | 0.002946 | 0.003237
-0.00386 | -0.003436 | -0.003153 | -0.002885 | -0.002694 | -0.002626 | -0.002776 | -0.002885 | -0.002893 | -0.002946 | -0.002758 | -0.002629 | -0.002398 | -0.002296 | -0.002016 | -0.00193 | -0.001497 | -0.001347 | -0.000991 | -0.000906 | -0.000714 | -0.000547 | -0.000337 | -0.000219 | -0.000119 | 0 | 0.000329 | 0.000575 | 0.000924 | 0.001331 | 0.001532 | 0.002044 | 0.002566 | 0.002878 | 0.003134
-0.003344 | -0.002971 | -0.002761 | -0.002582 | -0.002404 | -0.002438 | -0.002608 | -0.002776 | -0.002761 | -0.002795 | -0.002692 | -0.002626 | -0.002411 | -0.002284 | -0.00202 | -0.00183 | -0.00154 | -0.001309 | -0.001018 | -0.000929 | -0.000711 | -0.000514 | -0.000391 | -0.000247 | -0.000162 | 0 | 0.000337 | 0.000552 | 0.000812 | 0.001263 | 0.001542 | 0.001981 | 0.002465 | 0.00279 | 0.003048
-0.00324 | -0.002905 | -0.002723 | -0.002518 | -0.00235 | -0.002316 | -0.002507 | -0.002712 | -0.002758 | -0.002796 | -0.00263 | -0.002575 | -0.002361 | -0.002268 | -0.001989 | -0.001847 | -0.001525 | -0.001353 | -0.001038 | -0.000985 | -0.000701 | -0.000478 | -0.000352 | -0.000237 | -0.000121 | 0 | 0.000333 | 0.000513 | 0.0008 | 0.001243 | 0.0015 | 0.001971 | 0.002426 | 0.002718 | 0.002972
-0.003129 | -0.002831 | -0.002636 | -0.002479 | -0.002334 | -0.002338 | -0.002547 | -0.002713 | -0.002787 | -0.002836 | -0.002771 | -0.002662 | -0.002398 | -0.002322 | -0.002032 | -0.001901 | -0.001545 | -0.00142 | -0.001087 | -0.000923 | -0.000684 | -0.00054 | -0.0004 | -0.000261 | -0.000151 | 0 | 0.000319 | 0.00054 | 0.000764 | 0.001217 | 0.001484 | 0.00195 | 0.00233 | 0.002686 | 0.002886
-0.002891 | -0.002612 | -0.002463 | -0.002369 | -0.002253 | -0.002234 | -0.002495 | -0.002664 | -0.002739 | -0.002826 | -0.002738 | -0.00268 | -0.0025 | -0.00235 | -0.002083 | -0.00194 | -0.001596 | -0.001406 | -0.001126 | -0.001029 | -0.000738 | -0.000687 | -0.000372 | -0.000313 | -0.000169 | 0 | 0.00029 | 0.000498 | 0.000822 | 0.001166 | 0.001438 | 0.001773 | 0.002208 | 0.002456 | 0.002734
-0.002801 | -0.002605 | -0.00246 | -0.002352 | -0.00224 | -0.002254 | -0.002495 | -0.002688 | -0.002793 | -0.002843 | -0.002745 | -0.002668 | -0.002429 | -0.002394 | -0.002079 | -0.001973 | -0.0016 | -0.001413 | -0.001138 | -0.001002 | -0.000695 | -0.000613 | -0.000437 | -0.000266 | -0.00017 | 0 | 0.000282 | 0.000521 | 0.000766 | 0.001193 | 0.001403 | 0.001793 | 0.002182 | 0.002443 | 0.002688
-0.002582 | -0.002417 | -0.002314 | -0.002271 | -0.002152 | -0.00219 | -0.002443 | -0.002665 | -0.002801 | -0.002846 | -0.002778 | -0.002693 | -0.002497 | -0.002419 | -0.002124 | -0.002011 | -0.001636 | -0.001453 | -0.001184 | -0.001025 | -0.000757 | -0.000619 | -0.000436 | -0.000354 | -0.000144 | 0 | 0.000337 | 0.000522 | 0.000798 | 0.00116 | 0.001405 | 0.001761 | 0.002114 | 0.00243 | 0.002617
-0.002573 | -0.002413 | -0.002348 | -0.002299 | -0.002228 | -0.002259 | -0.002503 | -0.002761 | -0.002821 | -0.002948 | -0.002861 | -0.002774 | -0.002586 | -0.002493 | -0.002232 | -0.002046 | -0.001747 | -0.001545 | -0.00123 | -0.001067 | -0.00089 | -0.000696 | -0.000486 | -0.000365 | -0.000189 | 0 | 0.000286 | 0.000489 | 0.000764 | 0.001106 | 0.001366 | 0.001716 | 0.002091 | 0.002342 | 0.002568
-0.002436 | -0.002347 | -0.002291 | -0.002264 | -0.002199 | -0.002257 | -0.002498 | -0.002765 | -0.002856 | -0.002959 | -0.002891 | -0.002817 | -0.002674 | -0.002535 | -0.002244 | -0.002132 | -0.001771 | -0.001578 | -0.001271 | -0.001141 | -0.000838 | -0.000674 | -0.000509 | -0.000375 | -0.0002 | 0 | 0.00027 | 0.000484 | 0.000787 | 0.001141 | 0.001351 | 0.001708 | 0.00208 | 0.002356 | 0.002506
-0.002723 | -0.002527 | -0.002417 | -0.002404 | -0.002325 | -0.002375 | -0.002623 | -0.002834 | -0.002958 | -0.003049 | -0.002942 | -0.002881 | -0.002705 | -0.002569 | -0.002306 | -0.002108 | -0.001783 | -0.001593 | -0.001322 | -0.001117 | -0.000919 | -0.000719 | -0.00051 | -0.000368 | -0.000201 | 0 | 0.000307 | 0.000534 | 0.000807 | 0.001162 | 0.001374 | 0.001725 | 0.002047 | 0.002327 | 0.002522
-0.003084 | -0.002883 | -0.002787 | -0.002733 | -0.002618 | -0.002641 | -0.002847 | -0.00304 | -0.003126 | -0.00318 | -0.003101 | -0.003069 | -0.002864 | -0.0027 | -0.002459 | -0.002274 | -0.001932 | -0.001682 | -0.001373 | -0.001194 | -0.000939 | -0.000786 | -0.000525 | -0.000432 | -0.000242 | 0 | 0.000289 | 0.000532 | 0.000798 | 0.001143 | 0.001348 | 0.001683 | 0.002064 | 0.002279 | 0.002456
-0.003216 | -0.003018 | -0.002906 | -0.002852 | -0.00274 | -0.002766 | -0.002976 | -0.003154 | -0.003239 | -0.003303 | -0.003206 | -0.003107 | -0.002906 | -0.002783 | -0.002497 | -0.002296 | -0.001975 | -0.001709 | -0.001442 | -0.001218 | -0.000972 | -0.00078 | -0.000544 | -0.000358 | -0.000214 | 0 | 0.000315 | 0.000573 | 0.000852 | 0.001168 | 0.001425 | 0.001718 | 0.002022 | 0.002261 | 0.002412
-0.003312 | -0.00305 | -0.002972 | -0.002914 | -0.002835 | -0.002832 | -0.002995 | -0.00319 | -0.003224 | -0.003313 | -0.003215 | -0.003163 | -0.002947 | -0.002792 | -0.002506 | -0.002306 | -0.002005 | -0.00178 | -0.001469 | -0.001262 | -0.00099 | -0.000806 | -0.000568 | -0.000419 | -0.000238 | 0 | 0.000331 | 0.000567 | 0.000828 | 0.001121 | 0.001373 | 0.001675 | 0.00202 | 0.002188 | 0.002355
-0.003169 | -0.002994 | -0.002905 | -0.002872 | -0.002765 | -0.002776 | -0.002957 | -0.003139 | -0.00321 | -0.00323 | -0.00317 | -0.003107 | -0.002876 | -0.002737 | -0.002493 | -0.002321 | -0.002006 | -0.001741 | -0.001503 | -0.001277 | -0.001016 | -0.000799 | -0.000616 | -0.000464 | -0.000284 | 0 | 0.000307 | 0.00052 | 0.000791 | 0.001076 | 0.001351 | 0.001636 | 0.001952 | 0.002138 | 0.002304
-0.003207 | -0.002964 | -0.002861 | -0.002823 | -0.002715 | -0.002727 | -0.002891 | -0.003031 | -0.0031 | -0.003122 | -0.003048 | -0.00298 | -0.002779 | -0.002657 | -0.002393 | -0.002214 | -0.00193 | -0.001715 | -0.00144 | -0.001235 | -0.00096 | -0.000794 | -0.00058 | -0.000426 | -0.000241 | 0 | 0.00033 | 0.00059 | 0.000807 | 0.001127 | 0.001366 | 0.001662 | 0.001927 | 0.002131 | 0.002274
-0.003075 | -0.002754 | -0.002665 | -0.002642 | -0.002544 | -0.002541 | -0.002696 | -0.0028 | -0.002844 | -0.002882 | -0.002844 | -0.002781 | -0.002589 | -0.002465 | -0.002256 | -0.002079 | -0.00182 | -0.001631 | -0.001354 | -0.001185 | -0.000943 | -0.000751 | -0.000554 | -0.000373 | -0.000208 | 0 | 0.000313 | 0.000551 | 0.000809 | 0.001119 | 0.001289 | 0.001571 | 0.001852 | 0.002054 | 0.002154
-0.002994 | -0.002769 | -0.002696 | -0.00264 | -0.002523 | -0.002485 | -0.002583 | -0.002694 | -0.002704 | -0.002724 | -0.002636 | -0.002566 | -0.002392 | -0.002245 | -0.002053 | -0.001946 | -0.001698 | -0.001521 | -0.001264 | -0.001124 | -0.000862 | -0.000726 | -0.000512 | -0.000332 | -0.000183 | 0 | 0.000313 | 0.000529 | 0.000748 | 0.001038 | 0.001227 | 0.001513 | 0.001738 | 0.00196 | 0.002041
-0.002623 | -0.002281 | -0.002193 | -0.002172 | -0.002066 | -0.00205 | -0.002133 | -0.002241 | -0.002276 | -0.002295 | -0.002216 | -0.002155 | -0.00204 | -0.001936 | -0.001755 | -0.001658 | -0.001417 | -0.001268 | -0.001084 | -0.00095 | -0.000746 | -0.000629 | -0.000446 | -0.000286 | -0.000189 | 0 | 0.00026 | 0.000437 | 0.000662 | 0.000948 | 0.00114 | 0.001402 | 0.001652 | 0.001788 | 0.001923
-0.002198 | -0.001914 | -0.001858 | -0.001842 | -0.001753 | -0.001732 | -0.001808 | -0.001887 | -0.001877 | -0.001888 | -0.001822 | -0.001797 | -0.001678 | -0.001619 | -0.001462 | -0.001379 | -0.00119 | -0.001054 | -0.000902 | -0.000776 | -0.000652 | -0.000549 | -0.00038 | -0.000239 | -0.000142 | 0 | 0.000194 | 0.000382 | 0.000556 | 0.000792 | 0.000962 | 0.001199 | 0.001431 | 0.001645 | 0.001708
-0.001602 | -0.001313 | -0.001261 | -0.001256 | -0.001171 | -0.00116 | -0.001231 | -0.001306 | -0.001321 | -0.001341 | -0.001291 | -0.001235 | -0.001195 | -0.001126 | -0.00102 | -0.000989 | -0.000811 | -0.000712 | -0.000618 | -0.000524 | -0.000407 | -0.000351 | -0.000252 | -0.000164 | -0.00011 | 0 | 0.000162 | 0.000282 | 0.00047 | 0.000694 | 0.000847 | 0.00105 | 0.001285 | 0.001427 | 0.001518
-0.000951 | -0.000665 | -0.00065 | -0.000662 | -0.000621 | -0.000617 | -0.000706 | -0.000735 | -0.000741 | -0.00074 | -0.000719 | -0.000726 | -0.000665 | -0.000659 | -0.000587 | -0.000547 | -0.000437 | -0.000393 | -0.000316 | -0.000276 | -0.000193 | -0.000178 | -0.000144 | -5.9e-05 | -5e-05 | 0 | 0.00012 | 0.000224 | 0.000334 | 0.000539 | 0.000674 | 0.000895 | 0.001108 | 0.001231 | 0.001294
0.005442 | 0.005192 | 0.005014 | 0.004889 | 0.004789 | 0.004553 | 0.004149 | 0.003717 | 0.003353 | 0.002986 | 0.002735 | 0.002467 | 0.002277 | 0.002021 | 0.001802 | 0.001593 | 0.001497 | 0.001306 | 0.001155 | 0.00098 | 0.000861 | 0.000714 | 0.000565 | 0.000425 | 0.000201 | 0 | -0.000121 | -0.000206 | -0.000225 | -0.000135 | -7.1e-05 | 8e-05 | 0.000256 | 0.000413 | 0.000459
0.004987 | 0.004764 | 0.00458 | 0.004422 | 0.004332 | 0.004084 | 0.003702 | 0.00334 | 0.003026 | 0.002692 | 0.002468 | 0.002181 | 0.002019 | 0.001785 | 0.001629 | 0.001439 | 0.001323 | 0.001196 | 0.001052 | 0.000895 | 0.000795 | 0.000613 | 0.000523 | 0.000369 | 0.000201 | 0 | -0.000125 | -0.000182 | -0.000186 | -7.4e-05 | -2.8e-05 | 0.000121 | 0.000326 | 0.000463 | 0.000505
0.004635 | 0.004376 | 0.004216 | 0.004088 | 0.00399 | 0.003776 | 0.0034 | 0.003026 | 0.002687 | 0.002401 | 0.002178 | 0.001958 | 0.001776 | 0.001553 | 0.001419 | 0.001242 | 0.001186 | 0.001032 | 0.000923 | 0.000815 | 0.000712 | 0.000548 | 0.000454 | 0.000338 | 0.000153 | 0 | -8.6e-05 | -0.000148 | -0.000158 | -5.3e-05 | 9e-06 | 0.000184 | 0.000359 | 0.000513 | 0.000552
0.004093 | 0.003921 | 0.003759 | 0.003629 | 0.00356 | 0.003337 | 0.002965 | 0.002617 | 0.002332 | 0.002046 | 0.001825 | 0.001618 | 0.001481 | 0.001288 | 0.001141 | 0.001026 | 0.000976 | 0.000882 | 0.000763 | 0.000641 | 0.00061 | 0.000453 | 0.000391 | 0.000289 | 0.000156 | 0 | -7.4e-05 | -0.000115 | -0.000103 | -1e-06 | 9.3e-05 | 0.000243 | 0.000409 | 0.000562 | 0.000585
0.003775 | 0.003563 | 0.003379 | 0.003262 | 0.003181 | 0.002983 | 0.002627 | 0.002309 | 0.00203 | 0.001771 | 0.001587 | 0.00139 | 0.001261 | 0.001109 | 0.001008 | 0.000884 | 0.000857 | 0.000755 | 0.00069 | 0.000585 | 0.000534 | 0.000421 | 0.000392 | 0.000279 | 0.000161 | 0 | -6.2e-05 | -7.3e-05 | -5.4e-05 | 5.7e-05 | 0.000133 | 0.000274 | 0.000457 | 0.00062 | 0.000672
0.003401 | 0.003209 | 0.003051 | 0.002924 | 0.002859 | 0.002673 | 0.002351 | 0.002037 | 0.001758 | 0.001526 | 0.001329 | 0.001164 | 0.001041 | 0.000897 | 0.000842 | 0.000713 | 0.000701 | 0.000664 | 0.000622 | 0.000516 | 0.000455 | 0.000357 | 0.000311 | 0.000248 | 0.000119 | 0 | -3.3e-05 | -7.5e-05 | -4.6e-05 | 7.5e-05 | 0.000177 | 0.000334 | 0.000495 | 0.000668 | 0.000719
0.002992 | 0.002845 | 0.002704 | 0.002591 | 0.002529 | 0.002347 | 0.002033 | 0.001742 | 0.001492 | 0.001267 | 0.00111 | 0.00093 | 0.000855 | 0.000703 | 0.000654 | 0.00061 | 0.000532 | 0.000513 | 0.000477 | 0.000407 | 0.000372 | 0.000304 | 0.000279 | 0.000175 | 8.8e-05 | 0 | -3.3e-05 | -3.6e-05 | 6e-06 | 0.00013 | 0.000221 | 0.000342 | 0.000552 | 0.00065 | 0.000723
0.002754 | 0.002576 | 0.002421 | 0.002304 | 0.002235 | 0.002058 | 0.001752 | 0.00145 | 0.001235 | 0.001015 | 0.00088 | 0.000724 | 0.00066 | 0.000553 | 0.000516 | 0.000433 | 0.000492 | 0.000416 | 0.000398 | 0.000344 | 0.000326 | 0.000245 | 0.000231 | 0.000157 | 7.1e-05 | 0 | -9e-06 | -1.1e-05 | 1.6e-05 | 0.000139 | 0.00023 | 0.000363 | 0.000557 | 0.000702 | 0.000728
0.002619 | 0.00242 | 0.002266 | 0.002142 | 0.002087 | 0.001923 | 0.001623 | 0.001321 | 0.001095 | 0.000887 | 0.000743 | 0.000619 | 0.000544 | 0.000462 | 0.000406 | 0.00036 | 0.000394 | 0.000343 | 0.000337 | 0.000301 | 0.000297 | 0.000247 | 0.000212 | 0.000165 | 7.9e-05 | 0 | 2.5e-05 | 2.6e-05 | 7.4e-05 | 0.000215 | 0.000288 | 0.000431 | 0.000625 | 0.000758 | 0.000786
0.002324 | 0.002227 | 0.002045 | 0.001875 | 0.00185 | 0.001642 | 0.001377 | 0.001091 | 0.000885 | 0.000682 | 0.000543 | 0.000421 | 0.000368 | 0.0003 | 0.000255 | 0.000215 | 0.000263 | 0.000234 | 0.000244 | 0.000246 | 0.00022 | 0.000179 | 0.00016 | 0.000131 | 3.5e-05 | 0 | 8e-06 | 2e-05 | 6.5e-05 | 0.000192 | 0.000284 | 0.000431 | 0.000617 | 0.000755 | 0.000789
0.002163 | 0.002022 | 0.001874 | 0.001687 | 0.001618 | 0.001456 | 0.001182 | 0.000915 | 0.000711 | 0.000514 | 0.000406 | 0.000274 | 0.000235 | 0.000158 | 0.000153 | 0.000112 | 0.000177 | 0.000182 | 0.000181 | 0.000175 | 0.000158 | 0.00015 | 0.000122 | 0.000139 | 3.6e-05 | 0 | 7e-06 | 3.9e-05 | 9.4e-05 | 0.000231 | 0.0003 | 0.000455 | 0.000608 | 0.000743 | 0.000812
0.001911 | 0.001791 | 0.001627 | 0.00147 | 0.001428 | 0.001243 | 0.000964 | 0.000715 | 0.000507 | 0.000295 | 0.000212 | 8.5e-05 | 9.4e-05 | 1.9e-05 | 1.5e-05 | 1e-06 | 8.2e-05 | 5.8e-05 | 0.000127 | 9.1e-05 | 0.000131 | 0.0001 | 0.000125 | 0.000115 | 3.5e-05 | 0 | 5e-05 | 9.6e-05 | 0.000132 | 0.000291 | 0.000371 | 0.000518 | 0.000691 | 0.000833 | 0.000848
0.001689 | 0.001518 | 0.001354 | 0.001265 | 0.001214 | 0.00107 | 0.000814 | 0.000575 | 0.000395 | 0.000217 | 0.000111 | 1e-05 | 1.4e-05 | -4.8e-05 | -5.1e-05 | -6e-05 | 3.9e-05 | 1.3e-05 | 6.9e-05 | 6.2e-05 | 9e-05 | 8.1e-05 | 9.7e-05 | 6.4e-05 | 3.3e-05 | 0 | 6.3e-05 | 8.9e-05 | 0.000158 | 0.000291 | 0.000394 | 0.000529 | 0.000678 | 0.000842 | 0.000873
0.001429 | 0.001297 | 0.001177 | 0.001099 | 0.001036 | 0.000906 | 0.000644 | 0.000386 | 0.000187 | 2e-05 | -5.9e-05 | -0.000151 | -0.000147 | -0.000186 | -0.000155 | -0.000208 | -8.8e-05 | -8.1e-05 | -1.6e-05 | 1e-05 | 9e-06 | 5.1e-05 | 4.1e-05 | 6.6e-05 | 3e-06 | 0 | 6.5e-05 | 9.6e-05 | 0.00016 | 0.000321 | 0.000424 | 0.000527 | 0.000726 | 0.000848 | 0.000881
0.001159 | 0.001073 | 0.000941 | 0.000868 | 0.000828 | 0.000686 | 0.000435 | 0.000233 | 6.8e-05 | -0.000122 | -0.000198 | -0.000275 | -0.000293 | -0.000314 | -0.000282 | -0.000302 | -0.000169 | -0.000149 | -8.7e-05 | -5.8e-05 | -1.4e-05 | -3.1e-05 | 2.8e-05 | 1.9e-05 | -1.7e-05 | 0 | 5.5e-05 | 0.000111 | 0.000176 | 0.000332 | 0.000437 | 0.000565 | 0.000734 | 0.000872 | 0.000878
0.001009 | 0.00094 | 0.000815 | 0.000722 | 0.000693 | 0.000565 | 0.000325 | 0.000112 | -6.5e-05 | -0.000215 | -0.000288 | -0.000364 | -0.000382 | -0.000396 | -0.000358 | -0.000356 | -0.000241 | -0.000184 | -0.000139 | -0.000123 | -7.5e-05 | -4.3e-05 | -1.1e-05 | -2.1e-05 | -8e-06 | 0 | 5.6e-05 | 0.000104 | 0.000198 | 0.000341 | 0.000437 | 0.000554 | 0.000771 | 0.000871 | 0.000902
0.000996 | 0.000884 | 0.000772 | 0.000668 | 0.000618 | 0.000476 | 0.000219 | -6e-06 | -0.000211 | -0.000368 | -0.000429 | -0.000511 | -0.000499 | -0.000512 | -0.000416 | -0.000462 | -0.000304 | -0.000253 | -0.000178 | -0.000147 | -0.000115 | -0.000104 | -4.1e-05 | -2.4e-05 | -2.7e-05 | 0 | 0.000117 | 0.000163 | 0.000222 | 0.000411 | 0.000479 | 0.000626 | 0.000788 | 0.000918 | 0.000928
0.000555 | 0.000465 | 0.000355 | 0.00028 | 0.000241 | 0.000121 | -8.3e-05 | -0.000292 | -0.00044 | -0.000596 | -0.000624 | -0.000705 | -0.00065 | -0.000655 | -0.000598 | -0.00058 | -0.000462 | -0.000378 | -0.000293 | -0.000233 | -0.000172 | -0.000159 | -0.000123 | -6.3e-05 | -6.3e-05 | 0 | 0.000103 | 0.000161 | 0.000238 | 0.000408 | 0.000475 | 0.000633 | 0.000803 | 0.000932 | 0.000941
0.0003 | 0.000243 | 0.000148 | 7.5e-05 | 7.4e-05 | -3.3e-05 | -0.000229 | -0.000423 | -0.000565 | -0.0007 | -0.000718 | -0.000797 | -0.000746 | -0.000756 | -0.000646 | -0.000661 | -0.000474 | -0.000419 | -0.000335 | -0.000283 | -0.000222 | -0.00017 | -0.000117 | -6.9e-05 | -6.6e-05 | 0 | 7.3e-05 | 0.000171 | 0.000242 | 0.000415 | 0.000484 | 0.000641 | 0.000843 | 0.000941 | 0.000942
6.5e-05 | 4e-05 | -5e-05 | -0.000126 | -0.000121 | -0.000232 | -0.000427 | -0.000613 | -0.000737 | -0.000867 | -0.000885 | -0.000941 | -0.00088 | -0.000854 | -0.000778 | -0.000738 | -0.000587 | -0.0005 | -0.000366 | -0.000322 | -0.000243 | -0.000234 | -0.000124 | -8.6e-05 | -4.8e-05 | 0 | 0.000127 | 0.000213 | 0.000271 | 0.000449 | 0.000539 | 0.000708 | 0.000856 | 0.000947 | 0.000986
-0.000215 | -0.00017 | -0.000244 | -0.000303 | -0.000297 | -0.000381 | -0.000556 | -0.000698 | -0.000803 | -0.00095 | -0.00095 | -0.001024 | -0.000962 | -0.000889 | -0.000813 | -0.000786 | -0.000645 | -0.000558 | -0.00045 | -0.000345 | -0.000239 | -0.000198 | -0.000123 | -0.000104 | -5.5e-05 | 0 | 0.000113 | 0.000197 | 0.000324 | 0.000471 | 0.000549 | 0.000697 | 0.000854 | 0.000958 | 0.000975
-0.000453 | -0.000446 | -0.000472 | -0.000527 | -0.000496 | -0.000557 | -0.000739 | -0.000852 | -0.000964 | -0.001059 | -0.001071 | -0.001094 | -0.001053 | -0.000992 | -0.000878 | -0.000841 | -0.000644 | -0.000577 | -0.000486 | -0.000419 | -0.00027 | -0.000255 | -0.000129 | -9.2e-05 | -5.7e-05 | 0 | 0.000151 | 0.000251 | 0.000341 | 0.000513 | 0.000581 | 0.000684 | 0.000885 | 0.000968 | 0.000984
-0.000478 | -0.000379 | -0.00042 | -0.000474 | -0.000459 | -0.000547 | -0.000697 | -0.00083 | -0.000933 | -0.001056 | -0.001042 | -0.001036 | -0.001013 | -0.00097 | -0.000872 | -0.000848 | -0.000673 | -0.000609 | -0.000486 | -0.000419 | -0.000311 | -0.000259 | -0.000154 | -0.000125 | -7.2e-05 | 0 | 0.000126 | 0.000174 | 0.000309 | 0.000486 | 0.000532 | 0.000673 | 0.000816 | 0.00096 | 0.000966
-0.000637 | -0.000535 | -0.000579 | -0.000597 | -0.000588 | -0.000624 | -0.000775 | -0.000855 | -0.000925 | -0.001042 | -0.001015 | -0.001061 | -0.00098 | -0.00095 | -0.000843 | -0.000822 | -0.000657 | -0.000588 | -0.000447 | -0.000377 | -0.000286 | -0.000225 | -0.000161 | -0.000118 | -5.9e-05 | 0 | 0.000157 | 0.00022 | 0.000316 | 0.000467 | 0.000544 | 0.000633 | 0.000824 | 0.000924 | 0.000917
-0.000601 | -0.000479 | -0.000511 | -0.000514 | -0.000505 | -0.000535 | -0.000663 | -0.000764 | -0.000823 | -0.00093 | -0.00094 | -0.000927 | -0.00088 | -0.000856 | -0.000747 | -0.000751 | -0.000555 | -0.000534 | -0.000396 | -0.000354 | -0.000239 | -0.000202 | -0.000145 | -7.3e-05 | -2.4e-05 | 0 | 0.000146 | 0.000181 | 0.000285 | 0.00046 | 0.000495 | 0.000641 | 0.000798 | 0.000899 | 0.000867
-0.000568 | -0.000348 | -0.00033 | -0.000365 | -0.000352 | -0.000375 | -0.000495 | -0.000566 | -0.000615 | -0.000743 | -0.000663 | -0.000725 | -0.00066 | -0.000622 | -0.000556 | -0.000549 | -0.000414 | -0.000369 | -0.000244 | -0.00022 | -0.000126 | -0.000134 | -9.5e-05 | -1.1e-05 | 0 | 0 | 0.000145 | 0.000184 | 0.000281 | 0.000443 | 0.000513 | 0.0006 | 0.000746 | 0.000802 | 0.000789
-0.000596 | -0.000333 | -0.000321 | -0.000318 | -0.000274 | -0.000278 | -0.000384 | -0.000398 | -0.000475 | -0.000566 | -0.000534 | -0.000566 | -0.000487 | -0.000495 | -0.000449 | -0.000458 | -0.000303 | -0.000283 | -0.000183 | -0.000145 | -9.2e-05 | -0.000101 | -7.2e-05 | -4.1e-05 | -5.2e-05 | 0 | 9.2e-05 | 0.000131 | 0.000188 | 0.000343 | 0.000378 | 0.000473 | 0.000578 | 0.000628 | 0.000576
5e-06 | 0.000243 | 0.000275 | 0.000244 | 0.000267 | 0.00023 | 0.000143 | 4.8e-05 | 4e-06 | -8.1e-05 | -7.7e-05 | -0.000164 | -0.000106 | -0.000105 | -5.2e-05 | -0.000137 | -1.7e-05 | -4.3e-05 | 5.4e-05 | 5.7e-05 | 7.7e-05 | 4.7e-05 | 8.3e-05 | 2.2e-05 | 2.7e-05 | 0 | 7.4e-05 | 0.000117 | 0.000167 | 0.000232 | 0.000293 | 0.00034 | 0.00051 | 0.000563 | 0.000484
0.000549 | 0.000795 | 0.000773 | 0.000748 | 0.000743 | 0.000704 | 0.000565 | 0.000538 | 0.000459 | 0.000313 | 0.000323 | 0.000241 | 0.000247 | 0.000197 | 0.000191 | 0.000136 | 0.000249 | 0.000194 | 0.000238 | 0.000202 | 0.000221 | 0.000165 | 0.000152 | 0.000116 | 6.8e-05 | 0 | 2.8e-05 | 2.9e-05 | 4.5e-05 | 0.000145 | 0.000137 | 0.000226 | 0.000353 | 0.000396 | 0.000314
0.001213 | 0.001373 | 0.001336 | 0.001265 | 0.001277 | 0.00121 | 0.00109 | 0.001015 | 0.000911 | 0.000794 | 0.000791 | 0.000678 | 0.000654 | 0.000539 | 0.000563 | 0.000426 | 0.000509 | 0.000411 | 0.000434 | 0.00038 | 0.000379 | 0.000277 | 0.000245 | 0.000167 | 9.5e-05 | 0 | 2.8e-05 | -3.1e-05 | -7.5e-05 | 2.8e-05 | 1.5e-05 | 9.2e-05 | 0.000203 | 0.000262 | 0.0002
0.001858 | 0.002017 | 0.001963 | 0.001908 | 0.001878 | 0.001814 | 0.001633 | 0.001556 | 0.00142 | 0.001277 | 0.001205 | 0.001124 | 0.001062 | 0.000942 | 0.000898 | 0.000756 | 0.000766 | 0.000701 | 0.000685 | 0.000564 | 0.000531 | 0.000412 | 0.000317 | 0.000259 | 0.000138 | 0 | 2.5e-05 | -0.000107 | -0.000114 | -9e-06 | -5.1e-05 | -2.6e-05 | 0.000118 | 0.000136 | 8.4e-05
0.002392 | 0.00253 | 0.002454 | 0.002388 | 0.002352 | 0.002229 | 0.002047 | 0.001956 | 0.001855 | 0.001631 | 0.001594 | 0.001477 | 0.001422 | 0.001246 | 0.001175 | 0.000994 | 0.001048 | 0.000901 | 0.000894 | 0.000745 | 0.000704 | 0.000548 | 0.000472 | 0.000352 | 0.000203 | 0 | 6e-06 | -0.000126 | -0.000196 | -0.000125 | -0.000179 | -0.000107 | 2.9e-05 | -8e-06 | -9e-06
0.002592 | 0.00266 | 0.002601 | 0.002538 | 0.002497 | 0.002403 | 0.002226 | 0.002063 | 0.00199 | 0.001722 | 0.001728 | 0.001595 | 0.001506 | 0.001345 | 0.001273 | 0.001071 | 0.001065 | 0.000938 | 0.000906 | 0.000794 | 0.000712 | 0.000515 | 0.00046 | 0.000288 | 0.000171 | 0 | -7.2e-05 | -0.000186 | -0.000319 | -0.000206 | -0.000311 | -0.00027 | -0.000127 | -0.000108 | -0.000214
0.002585 | 0.002771 | 0.002724 | 0.002697 | 0.002658 | 0.002569 | 0.002379 | 0.002256 | 0.002165 | 0.00194 | 0.001871 | 0.001689 | 0.001607 | 0.001463 | 0.001385 | 0.001147 | 0.001244 | 0.001053 | 0.001044 | 0.00087 | 0.000822 | 0.000629 | 0.000506 | 0.000398 | 0.000209 | 0 | -8.6e-05 | -0.00024 | -0.000294 | -0.000206 | -0.000252 | -0.000269 | -0.000183 | -0.000157 | -0.000175
0.002357 | 0.002535 | 0.0025 | 0.002463 | 0.002417 | 0.002343 | 0.00219 | 0.002076 | 0.001976 | 0.001762 | 0.001702 | 0.001554 | 0.001486 | 0.001364 | 0.001249 | 0.001011 | 0.001086 | 0.000974 | 0.000964 | 0.000823 | 0.000703 | 0.000599 | 0.000451 | 0.000313 | 0.00016 | 0 | -0.000101 | -0.000259 | -0.000317 | -0.000322 | -0.00045 | -0.000327 | -0.000243 | -0.000213 | -0.000311
-0.005354 | -0.004717 | -0.004278 | -0.00402 | -0.003551 | -0.003128 | -0.002855 | -0.002509 | -0.002298 | -0.002088 | -0.001933 | -0.001704 | -0.001517 | -0.001368 | -0.001259 | -0.001201 | -0.001085 | -0.000954 | -0.00093 | -0.000841 | -0.000673 | -0.000519 | -0.000271 | -0.00016 | 0 | 0.000125 | 0.000329 | 0.000507 | 0.000509 | 0.0006 | 0.000745 | 0.000736 | 0.000756 | 0.000693 | 0.000582 | 0.000348 | 0.000166
-0.005486 | -0.004809 | -0.004349 | -0.004098 | -0.003591 | -0.003193 | -0.002937 | -0.00257 | -0.002346 | -0.002156 | -0.001987 | -0.001753 | -0.001528 | -0.001409 | -0.001268 | -0.001212 | -0.001068 | -0.001003 | -0.000989 | -0.000875 | -0.000706 | -0.000548 | -0.000289 | -0.000165 | 0 | 0.000141 | 0.000329 | 0.000507 | 0.000542 | 0.000663 | 0.000762 | 0.00079 | 0.000791 | 0.000769 | 0.000645 | 0.000402 | 0.000227
-0.005525 | -0.004838 | -0.004374 | -0.004126 | -0.003632 | -0.003248 | -0.00297 | -0.00259 | -0.0024 | -0.002194 | -0.001993 | -0.001852 | -0.001567 | -0.001406 | -0.001337 | -0.001294 | -0.001113 | -0.001034 | -0.001 | -0.000896 | -0.000687 | -0.000571 | -0.000297 | -0.00013 | 0 | 0.000189 | 0.000383 | 0.000591 | 0.000552 | 0.000673 | 0.000823 | 0.000881 | 0.000824 | 0.000774 | 0.000674 | 0.000497 | 0.000264
-0.005817 | -0.005078 | -0.004599 | -0.004315 | -0.00381 | -0.00342 | -0.003138 | -0.002692 | -0.002489 | -0.002316 | -0.002097 | -0.001871 | -0.001638 | -0.001492 | -0.001396 | -0.001337 | -0.001196 | -0.001101 | -0.001067 | -0.000919 | -0.000733 | -0.000582 | -0.0003 | -0.00014 | 0 | 0.000203 | 0.000382 | 0.00055 | 0.000589 | 0.000669 | 0.000849 | 0.000878 | 0.000838 | 0.000823 | 0.000777 | 0.00053 | 0.000321
-0.005797 | -0.005076 | -0.004557 | -0.004294 | -0.003838 | -0.00342 | -0.003138 | -0.002744 | -0.002508 | -0.002299 | -0.002104 | -0.00192 | -0.001655 | -0.0015 | -0.001451 | -0.001361 | -0.001214 | -0.001139 | -0.001063 | -0.000985 | -0.00078 | -0.000586 | -0.000315 | -0.000166 | 0 | 0.000162 | 0.000385 | 0.000554 | 0.000563 | 0.000696 | 0.000867 | 0.000869 | 0.000883 | 0.00085 | 0.000769 | 0.00058 | 0.000382
-0.005934 | -0.005215 | -0.004685 | -0.004383 | -0.003916 | -0.003515 | -0.003213 | -0.002797 | -0.002567 | -0.002399 | -0.00217 | -0.001983 | -0.00178 | -0.001574 | -0.001451 | -0.001402 | -0.001259 | -0.001152 | -0.001137 | -0.00101 | -0.00081 | -0.000627 | -0.000362 | -0.000217 | 0 | 0.000137 | 0.000402 | 0.000565 | 0.000592 | 0.000756 | 0.000898 | 0.000885 | 0.000886 | 0.000884 | 0.000803 | 0.000615 | 0.000443
-0.006088 | -0.005332 | -0.004823 | -0.004518 | -0.004021 | -0.003621 | -0.003313 | -0.002916 | -0.002682 | -0.00253 | -0.00231 | -0.002074 | -0.001794 | -0.0017 | -0.001582 | -0.001472 | -0.001325 | -0.001239 | -0.001111 | -0.001078 | -0.000817 | -0.000647 | -0.000359 | -0.000172 | 0 | 0.00015 | 0.000414 | 0.000608 | 0.000602 | 0.000771 | 0.000925 | 0.000966 | 0.000946 | 0.000879 | 0.000871 | 0.000696 | 0.000449
-0.006439 | -0.005633 | -0.005051 | -0.004747 | -0.00426 | -0.003783 | -0.00344 | -0.003046 | -0.002795 | -0.00259 | -0.002364 | -0.002157 | -0.001864 | -0.001734 | -0.001629 | -0.001516 | -0.001346 | -0.001282 | -0.001201 | -0.001039 | -0.000821 | -0.000638 | -0.000367 | -0.000173 | 0 | 0.000178 | 0.00046 | 0.000676 | 0.000672 | 0.000836 | 0.000952 | 0.001024 | 0.001041 | 0.001032 | 0.001038 | 0.000798 | 0.000588
-0.006644 | -0.005811 | -0.00522 | -0.004901 | -0.004437 | -0.003984 | -0.003646 | -0.003214 | -0.002948 | -0.002764 | -0.002558 | -0.002356 | -0.002045 | -0.001919 | -0.001782 | -0.001674 | -0.001511 | -0.001361 | -0.001358 | -0.001148 | -0.000962 | -0.000746 | -0.000442 | -0.000252 | 0 | 0.000136 | 0.000396 | 0.000595 | 0.000637 | 0.000793 | 0.001009 | 0.000991 | 0.000982 | 0.000995 | 0.001017 | 0.000805 | 0.00068
-0.006611 | -0.005809 | -0.00522 | -0.004906 | -0.004436 | -0.003999 | -0.003671 | -0.003203 | -0.002945 | -0.002726 | -0.00254 | -0.002249 | -0.001975 | -0.001793 | -0.001697 | -0.001625 | -0.001453 | -0.001299 | -0.001221 | -0.001062 | -0.000876 | -0.000672 | -0.000331 | -0.00019 | 0 | 0.000206 | 0.000552 | 0.000726 | 0.000711 | 0.000897 | 0.001045 | 0.001131 | 0.001155 | 0.001106 | 0.001091 | 0.000855 | 0.00078

## ACS187_CC_tcarray
-0.010067 | -0.0085 | -0.00711 | -0.008561 | -0.008546 | -0.008328 | -0.008858 | -0.011658 | -0.010608 | -0.01137 | -0.010448 | -0.012286 | -0.009122 | -0.009706 | -0.009693 | -0.005546 | -0.006186 | -0.007106 | -0.005234 | -0.005428 | -0.003644 | -0.002464 | -0.004408 | -0.001657 | -0.000335 | 0 | -0.00127 | -0.00095 | -8.1e-05 | -0.000748 | -0.002293 | -0.002011 | -0.003552 | -0.003964 | -0.006449
-0.012048 | -0.008498 | -0.008845 | -0.008471 | -0.008282 | -0.009391 | -0.009656 | -0.009597 | -0.009732 | -0.01106 | -0.008877 | -0.009879 | -0.007945 | -0.007355 | -0.008224 | -0.00539 | -0.006344 | -0.005274 | -0.00346 | -0.00419 | -0.003225 | -0.003083 | 0.000312 | -0.002104 | 9.5e-05 | 0 | 0.000471 | 0.000413 | -0.001169 | 0.000596 | 0.00135 | 0.000389 | -0.000375 | -0.001979 | -0.00197
-0.010314 | -0.008671 | -0.007299 | -0.007684 | -0.006855 | -0.006755 | -0.008404 | -0.009082 | -0.00992 | -0.009806 | -0.009563 | -0.009566 | -0.007248 | -0.007054 | -0.006889 | -0.004353 | -0.006587 | -0.004889 | -0.003008 | -0.004036 | -0.002265 | -0.000999 | -0.001007 | -0.00043 | -0.000131 | 0 | 0.000132 | 0.001303 | 0.000306 | 0.001542 | 0.001561 | 0.00123 | 0.001884 | 0.002271 | -0.000749
-0.010108 | -0.007315 | -0.006176 | -0.006487 | -0.007124 | -0.007892 | -0.008426 | -0.009575 | -0.009049 | -0.009497 | -0.008445 | -0.009168 | -0.007632 | -0.007739 | -0.008304 | -0.005916 | -0.004424 | -0.00459 | -0.004329 | -0.004399 | -0.002899 | -0.002836 | -0.002519 | -0.002001 | -5.4e-05 | 0 | -0.000379 | 0.000968 | 0.000724 | 0.002622 | 0.002294 | 0.00187 | 0.003167 | 0.00132 | 0.001522
-0.009235 | -0.007649 | -0.007578 | -0.00814 | -0.007338 | -0.008207 | -0.008446 | -0.008855 | -0.008735 | -0.008632 | -0.0082 | -0.00926 | -0.007413 | -0.007233 | -0.006901 | -0.003661 | -0.005685 | -0.003913 | -0.004276 | -0.00434 | -0.003577 | -0.002516 | -0.002071 | -0.001931 | -0.001202 | 0 | -0.001449 | 0.00012 | 0.001089 | 0.001767 | 0.00124 | 0.00166 | 0.003172 | 0.003159 | 0.00152
-0.005726 | -0.005221 | -0.004423 | -0.004816 | -0.005085 | -0.006089 | -0.005933 | -0.006943 | -0.007457 | -0.007618 | -0.006876 | -0.007108 | -0.00601 | -0.005431 | -0.005968 | -0.004484 | -0.004501 | -0.004395 | -0.002 | -0.003444 | -0.002162 | -0.001125 | -0.001686 | -0.001133 | 7e-05 | 0 | 0.00057 | 0.001584 | 0.000481 | 0.002399 | 0.00303 | 0.003068 | 0.004704 | 0.004154 | 0.004471
-0.005997 | -0.003349 | -0.002933 | -0.003343 | -0.003576 | -0.004665 | -0.005709 | -0.005917 | -0.005923 | -0.006007 | -0.005602 | -0.006322 | -0.005135 | -0.005149 | -0.004977 | -0.003122 | -0.003002 | -0.003358 | -0.002657 | -0.003214 | -0.002428 | -0.002713 | -0.001345 | -0.001533 | -0.000816 | 0 | -0.000114 | 0.001153 | 0.001595 | 0.002273 | 0.003201 | 0.002875 | 0.004114 | 0.005246 | 0.004776
-0.00319 | -0.002427 | -0.002149 | -0.002597 | -0.002709 | -0.003505 | -0.004023 | -0.004718 | -0.00456 | -0.004778 | -0.003751 | -0.005003 | -0.004102 | -0.004167 | -0.004344 | -0.002045 | -0.003317 | -0.00218 | -0.001759 | -0.002722 | -0.001551 | -0.000638 | -0.001619 | -0.000985 | -0.000331 | 0 | 0.000254 | 0.000813 | 0.000573 | 0.002064 | 0.003245 | 0.003342 | 0.005127 | 0.005772 | 0.006441
-0.002864 | -0.000895 | 0.000438 | 6.5e-05 | -0.00034 | -0.001518 | -0.00208 | -0.002801 | -0.003222 | -0.003358 | -0.003334 | -0.003489 | -0.003035 | -0.003042 | -0.004021 | -0.001974 | -0.002564 | -0.002481 | -0.001454 | -0.002188 | -0.001268 | -0.001418 | -0.000926 | -0.000889 | -0.000379 | 0 | 8e-05 | 0.001316 | 0.001401 | 0.002784 | 0.003297 | 0.003605 | 0.006192 | 0.007391 | 0.007922
-0.002459 | -0.000199 | 0.000235 | -8.8e-05 | -0.000317 | -0.001422 | -0.002026 | -0.002224 | -0.002192 | -0.002654 | -0.002044 | -0.002916 | -0.002776 | -0.00353 | -0.003468 | -0.002203 | -0.002043 | -0.002005 | -0.001898 | -0.002472 | -0.002088 | -0.001886 | -0.00103 | -0.001295 | 2e-06 | 0 | -0.000271 | 0.001072 | 0.001366 | 0.00298 | 0.002816 | 0.004075 | 0.006464 | 0.00734 | 0.008323
-0.000839 | -0.000152 | 0.000575 | 0.000459 | 0.000272 | -0.000606 | -0.000982 | -0.001983 | -0.002269 | -0.002308 | -0.002334 | -0.003444 | -0.002532 | -0.002675 | -0.003249 | -0.001852 | -0.002576 | -0.001913 | -0.001207 | -0.002018 | -0.001399 | -0.001914 | -0.001373 | -0.000847 | -0.000799 | 0 | 0.000517 | 0.000555 | 0.00122 | 0.002443 | 0.003661 | 0.004498 | 0.006276 | 0.00801 | 0.009305
-0.000716 | 0.001399 | 0.002137 | 0.00218 | 0.001684 | 0.000322 | -0.000417 | -0.000785 | -0.001192 | -0.001473 | -0.001306 | -0.00212 | -0.002099 | -0.002715 | -0.003127 | -0.001676 | -0.001913 | -0.001941 | -0.001624 | -0.002131 | -0.001591 | -0.001379 | -0.001521 | -0.000856 | -5e-05 | 0 | 0.000155 | 0.001337 | 0.001666 | 0.002934 | 0.003883 | 0.005274 | 0.007216 | 0.008681 | 0.010509
-0.000793 | 0.000778 | 0.001344 | 0.001143 | 0.000783 | -0.000379 | -0.001144 | -0.001571 | -0.001644 | -0.00239 | -0.001944 | -0.002394 | -0.00262 | -0.003011 | -0.002919 | -0.002024 | -0.002755 | -0.002098 | -0.001458 | -0.002049 | -0.001641 | -0.001604 | -0.00076 | -0.000774 | -0.000272 | 0 | -3e-06 | 0.000738 | 0.001447 | 0.002894 | 0.003707 | 0.004425 | 0.007006 | 0.009123 | 0.010642
0.000652 | 0.001451 | 0.001928 | 0.001872 | 0.00129 | 9.1e-05 | -0.000773 | -0.001798 | -0.002115 | -0.002063 | -0.002494 | -0.003183 | -0.00315 | -0.003173 | -0.003731 | -0.002426 | -0.002885 | -0.002352 | -0.002257 | -0.001831 | -0.001893 | -0.001765 | -0.001534 | -0.001077 | -0.000333 | 0 | 0.000376 | 0.001156 | 0.001112 | 0.002691 | 0.004037 | 0.005151 | 0.007366 | 0.008875 | 0.011226
-0.000326 | 0.00152 | 0.001973 | 0.001682 | 0.000888 | -0.000601 | -0.001526 | -0.001738 | -0.002435 | -0.002862 | -0.00295 | -0.003423 | -0.003648 | -0.003848 | -0.004152 | -0.003188 | -0.002761 | -0.002775 | -0.002185 | -0.002595 | -0.001965 | -0.002007 | -0.001602 | -0.00103 | -0.00061 | 0 | -0.000169 | 0.000949 | 0.001644 | 0.002773 | 0.003398 | 0.004724 | 0.007068 | 0.00874 | 0.010896
-0.00028 | 0.000409 | 0.000642 | 0.000368 | -0.000189 | -0.001489 | -0.002273 | -0.002885 | -0.002974 | -0.003527 | -0.003402 | -0.004053 | -0.003864 | -0.003935 | -0.004207 | -0.003129 | -0.0036 | -0.002956 | -0.002501 | -0.002726 | -0.002184 | -0.001572 | -0.001474 | -0.000992 | -0.000309 | 0 | 0.000258 | 0.000759 | 0.001353 | 0.002389 | 0.003586 | 0.004175 | 0.006545 | 0.008403 | 0.010424
-0.00012 | 0.000418 | 0.000744 | 0.000489 | -0.000149 | -0.001518 | -0.002302 | -0.003157 | -0.003991 | -0.00408 | -0.00454 | -0.004613 | -0.004657 | -0.00472 | -0.004677 | -0.003713 | -0.003813 | -0.003446 | -0.002733 | -0.002506 | -0.002165 | -0.001897 | -0.001882 | -0.001094 | -0.000426 | 0 | 0.000192 | 0.00075 | 0.001247 | 0.002426 | 0.003207 | 0.004172 | 0.006204 | 0.007747 | 0.010132
-0.000563 | 0.000561 | 0.000686 | 0.000108 | -0.000827 | -0.002302 | -0.003096 | -0.003584 | -0.004195 | -0.004546 | -0.004379 | -0.005014 | -0.005024 | -0.004916 | -0.004938 | -0.003761 | -0.003908 | -0.003473 | -0.002747 | -0.002632 | -0.002147 | -0.001701 | -0.001077 | -0.000842 | -0.00035 | 0 | 0.000514 | 0.001297 | 0.001571 | 0.002303 | 0.002997 | 0.004029 | 0.00564 | 0.007358 | 0.009029
-0.001638 | -0.001581 | -0.001557 | -0.001869 | -0.002455 | -0.003596 | -0.004339 | -0.005355 | -0.00557 | -0.00585 | -0.006167 | -0.006259 | -0.006001 | -0.00585 | -0.005617 | -0.004517 | -0.004532 | -0.003927 | -0.003581 | -0.003161 | -0.002486 | -0.001942 | -0.001384 | -0.001114 | -0.000523 | 0 | -6.7e-05 | 0.000434 | 0.000849 | 0.001546 | 0.002413 | 0.002955 | 0.004616 | 0.006037 | 0.007672
-0.002685 | -0.001949 | -0.001866 | -0.002207 | -0.002906 | -0.00408 | -0.004854 | -0.005478 | -0.006245 | -0.006399 | -0.006551 | -0.006763 | -0.006218 | -0.00583 | -0.005896 | -0.004768 | -0.004516 | -0.00408 | -0.00333 | -0.002916 | -0.002275 | -0.001948 | -0.001607 | -0.000879 | -0.000415 | 0 | 0.000229 | 0.000907 | 0.001048 | 0.001706 | 0.002353 | 0.003037 | 0.004234 | 0.005481 | 0.006971
-0.003589 | -0.002932 | -0.003088 | -0.003628 | -0.004381 | -0.005361 | -0.006138 | -0.006751 | -0.006907 | -0.007452 | -0.007174 | -0.007573 | -0.00688 | -0.006806 | -0.006447 | -0.005276 | -0.005038 | -0.004594 | -0.003834 | -0.003445 | -0.002683 | -0.002076 | -0.001612 | -0.001008 | -0.000447 | 0 | 4.3e-05 | 0.000637 | 0.000833 | 0.001356 | 0.001652 | 0.001984 | 0.003023 | 0.00411 | 0.00532
-0.004398 | -0.004706 | -0.004658 | -0.004835 | -0.005247 | -0.006045 | -0.00672 | -0.007737 | -0.008172 | -0.008232 | -0.008277 | -0.007929 | -0.007478 | -0.00693 | -0.006789 | -0.005674 | -0.005318 | -0.004574 | -0.00376 | -0.003406 | -0.002609 | -0.00199 | -0.001454 | -0.000858 | -0.0005 | 0 | 0.000172 | 0.000407 | 0.000545 | 0.001164 | 0.001471 | 0.001725 | 0.002597 | 0.003246 | 0.004321
-0.005348 | -0.004624 | -0.004822 | -0.005351 | -0.005798 | -0.00671 | -0.007325 | -0.008011 | -0.008742 | -0.008892 | -0.008692 | -0.008581 | -0.007928 | -0.007457 | -0.007025 | -0.005814 | -0.005504 | -0.004789 | -0.004011 | -0.003573 | -0.002666 | -0.002027 | -0.001482 | -0.000993 | -0.000322 | 0 | 0.000155 | 0.000643 | 0.000773 | 0.001108 | 0.001072 | 0.001342 | 0.001851 | 0.00257 | 0.003319
-0.006802 | -0.006634 | -0.006865 | -0.00711 | -0.007663 | -0.00827 | -0.008796 | -0.009421 | -0.009477 | -0.009772 | -0.009369 | -0.009089 | -0.008522 | -0.007804 | -0.007181 | -0.006185 | -0.005742 | -0.004961 | -0.00416 | -0.003605 | -0.002818 | -0.001966 | -0.001344 | -0.001025 | -0.000445 | 0 | 0.000211 | 0.000358 | 0.000361 | 0.000579 | 0.000725 | 0.000584 | 0.001131 | 0.001395 | 0.001636
-0.007157 | -0.007246 | -0.007325 | -0.007507 | -0.007782 | -0.008302 | -0.008709 | -0.009611 | -0.010211 | -0.010267 | -0.01002 | -0.009465 | -0.008632 | -0.007779 | -0.007367 | -0.006333 | -0.005905 | -0.005253 | -0.004264 | -0.003706 | -0.002747 | -0.002111 | -0.001431 | -0.000869 | -0.00031 | 0 | 9e-05 | 0.000372 | 0.000355 | 0.000617 | 0.000733 | 0.000534 | 0.000797 | 0.000849 | 0.00105
-0.007992 | -0.007399 | -0.007613 | -0.008092 | -0.008406 | -0.008926 | -0.00933 | -0.009911 | -0.010342 | -0.010469 | -0.010097 | -0.00975 | -0.008805 | -0.008077 | -0.007378 | -0.006282 | -0.005733 | -0.005124 | -0.004273 | -0.003708 | -0.002813 | -0.001965 | -0.001388 | -0.000947 | -0.000408 | 0 | 0.000136 | 0.000437 | 0.000449 | 0.000518 | 0.000467 | 0.000227 | 0.00019 | 0.000231 | 0.000216
-0.008658 | -0.008885 | -0.009121 | -0.009303 | -0.009434 | -0.009666 | -0.010085 | -0.010856 | -0.011083 | -0.011159 | -0.010666 | -0.010126 | -0.009191 | -0.008393 | -0.007612 | -0.006559 | -0.00629 | -0.005296 | -0.004558 | -0.003883 | -0.002889 | -0.002002 | -0.001531 | -0.000852 | -0.000437 | 0 | 5.5e-05 | 0.000348 | 0.0002 | 0.000156 | 4.7e-05 | -0.000229 | -0.000368 | -0.000771 | -0.001051
-0.00914 | -0.008951 | -0.009031 | -0.009303 | -0.009375 | -0.009596 | -0.009924 | -0.010622 | -0.011146 | -0.011075 | -0.010741 | -0.010099 | -0.008988 | -0.00808 | -0.007431 | -0.00644 | -0.005851 | -0.005147 | -0.00416 | -0.00367 | -0.002642 | -0.00203 | -0.001378 | -0.000908 | -0.000347 | 0 | 0.000236 | 0.00034 | 0.000382 | 0.000511 | 0.000351 | -3.5e-05 | -0.000195 | -0.000625 | -0.001007
-0.00925 | -0.009119 | -0.009475 | -0.009808 | -0.009995 | -0.010123 | -0.010406 | -0.010953 | -0.011215 | -0.011303 | -0.010785 | -0.010201 | -0.0092 | -0.008293 | -0.007552 | -0.006333 | -0.006013 | -0.005164 | -0.004347 | -0.003653 | -0.002776 | -0.00195 | -0.001451 | -0.000934 | -0.000378 | 0 | 5.8e-05 | 0.00045 | 0.000454 | 0.000313 | 0.000169 | -0.000329 | -0.000632 | -0.001059 | -0.001716
-0.009129 | -0.009572 | -0.00981 | -0.009971 | -0.009984 | -0.009952 | -0.010171 | -0.01095 | -0.011282 | -0.011164 | -0.010587 | -0.009938 | -0.008888 | -0.007954 | -0.00723 | -0.0063 | -0.005767 | -0.005045 | -0.004197 | -0.003514 | -0.002634 | -0.001936 | -0.001362 | -0.000816 | -0.000282 | 0 | 0.000189 | 0.000346 | 0.000202 | 0.000359 | 0.000157 | -0.00018 | -0.000512 | -0.001127 | -0.001995
-0.009272 | -0.009133 | -0.009396 | -0.009621 | -0.009607 | -0.009695 | -0.009887 | -0.010512 | -0.011068 | -0.010974 | -0.010417 | -0.009765 | -0.008651 | -0.007733 | -0.007093 | -0.006032 | -0.005583 | -0.004857 | -0.004011 | -0.003406 | -0.002604 | -0.001932 | -0.001445 | -0.000884 | -0.000419 | 0 | 0.000199 | 0.00051 | 0.000491 | 0.000646 | 0.000392 | 5e-05 | -0.000474 | -0.001033 | -0.001793
-0.008877 | -0.008967 | -0.009349 | -0.009577 | -0.009726 | -0.009654 | -0.009828 | -0.010408 | -0.010633 | -0.010668 | -0.010143 | -0.009599 | -0.008511 | -0.00766 | -0.006806 | -0.00601 | -0.005507 | -0.004814 | -0.004134 | -0.003532 | -0.002659 | -0.001984 | -0.001402 | -0.000968 | -0.000449 | 0 | 0.000141 | 0.000435 | 0.000482 | 0.000497 | 0.000277 | -8.2e-05 | -0.000465 | -0.001091 | -0.002038
-0.008192 | -0.008666 | -0.008896 | -0.009067 | -0.00904 | -0.008865 | -0.009094 | -0.009864 | -0.010265 | -0.01021 | -0.009654 | -0.008934 | -0.00801 | -0.007077 | -0.006465 | -0.005714 | -0.005193 | -0.004478 | -0.003685 | -0.003298 | -0.002396 | -0.001796 | -0.001341 | -0.000834 | -0.000304 | 0 | 0.000178 | 0.000497 | 0.000476 | 0.000691 | 0.000634 | 0.000308 | 1.2e-05 | -0.000704 | -0.001649
-0.007642 | -0.007465 | -0.007851 | -0.008186 | -0.008183 | -0.008288 | -0.008481 | -0.009118 | -0.009602 | -0.009537 | -0.00911 | -0.008552 | -0.007536 | -0.006833 | -0.006162 | -0.005234 | -0.004842 | -0.00427 | -0.003537 | -0.003139 | -0.002415 | -0.001813 | -0.001202 | -0.000822 | -0.000432 | 0 | 0.000203 | 0.000631 | 0.00082 | 0.000964 | 0.000842 | 0.000583 | 0.000217 | -0.000315 | -0.001176
-0.006777 | -0.00719 | -0.007542 | -0.007858 | -0.007923 | -0.007786 | -0.008041 | -0.008667 | -0.009006 | -0.009063 | -0.008505 | -0.007988 | -0.007222 | -0.006463 | -0.005844 | -0.005135 | -0.004746 | -0.004154 | -0.003538 | -0.003027 | -0.002362 | -0.001781 | -0.001345 | -0.000897 | -0.000447 | 0 | 0.00017 | 0.000572 | 0.000649 | 0.000863 | 0.000912 | 0.000652 | 0.000373 | -0.000185 | -0.001114
-0.005625 | -0.005912 | -0.006203 | -0.006466 | -0.006461 | -0.006487 | -0.006826 | -0.007654 | -0.008125 | -0.008168 | -0.007815 | -0.007245 | -0.006486 | -0.005732 | -0.005346 | -0.004638 | -0.004247 | -0.003766 | -0.003198 | -0.002797 | -0.002119 | -0.001714 | -0.001223 | -0.000764 | -0.000298 | 0 | 0.000323 | 0.000696 | 0.000836 | 0.001174 | 0.001351 | 0.001199 | 0.001002 | 0.000532 | -0.000316
-0.00429 | -0.004299 | -0.004819 | -0.005136 | -0.005337 | -0.005483 | -0.005825 | -0.006524 | -0.006993 | -0.007181 | -0.006823 | -0.006562 | -0.005819 | -0.00529 | -0.004844 | -0.004173 | -0.003846 | -0.003489 | -0.003022 | -0.002685 | -0.002119 | -0.0017 | -0.001247 | -0.000898 | -0.000442 | 0 | 0.000192 | 0.000639 | 0.000944 | 0.001301 | 0.001338 | 0.00128 | 0.001134 | 0.000792 | 0.000133
-0.00288 | -0.003361 | -0.003729 | -0.004046 | -0.004214 | -0.004274 | -0.004702 | -0.005505 | -0.006002 | -0.006155 | -0.005949 | -0.005661 | -0.005092 | -0.004657 | -0.004229 | -0.003764 | -0.003546 | -0.003185 | -0.002742 | -0.002452 | -0.001999 | -0.001593 | -0.001156 | -0.000796 | -0.000333 | 0 | 0.000248 | 0.000665 | 0.000966 | 0.001315 | 0.001471 | 0.001581 | 0.001465 | 0.001217 | 0.000523
-0.001401 | -0.001559 | -0.002011 | -0.002365 | -0.002588 | -0.002865 | -0.003351 | -0.00422 | -0.004814 | -0.005062 | -0.004918 | -0.004731 | -0.004246 | -0.003884 | -0.003631 | -0.003204 | -0.002964 | -0.00271 | -0.00232 | -0.002198 | -0.001733 | -0.00146 | -0.001123 | -0.000709 | -0.000274 | 0 | 0.000288 | 0.000738 | 0.001007 | 0.001498 | 0.00172 | 0.001827 | 0.001861 | 0.001691 | 0.001221
0.000612 | 0.000296 | -0.000313 | -0.000791 | -0.001188 | -0.001543 | -0.002136 | -0.002927 | -0.003596 | -0.003886 | -0.003827 | -0.003821 | -0.003481 | -0.003271 | -0.0031 | -0.002656 | -0.002513 | -0.002337 | -0.002113 | -0.00194 | -0.00163 | -0.001258 | -0.001011 | -0.000729 | -0.000351 | 0 | 0.000149 | 0.000624 | 0.00102 | 0.001433 | 0.001654 | 0.001799 | 0.001918 | 0.001944 | 0.001528
0.002309 | 0.001735 | 0.001284 | 0.000801 | 0.000388 | 2.3e-05 | -0.00068 | -0.00168 | -0.002349 | -0.002733 | -0.002787 | -0.002749 | -0.002563 | -0.002433 | -0.002396 | -0.002143 | -0.002083 | -0.001885 | -0.001671 | -0.001573 | -0.001353 | -0.00121 | -0.000919 | -0.000593 | -0.000214 | 0 | 0.000297 | 0.000664 | 0.000973 | 0.001408 | 0.001712 | 0.002016 | 0.002205 | 0.002189 | 0.001913
0.003297 | 0.003146 | 0.0026 | 0.002019 | 0.001577 | 0.000993 | 0.00032 | -0.000665 | -0.001348 | -0.00179 | -0.001912 | -0.002027 | -0.001876 | -0.001887 | -0.00191 | -0.001611 | -0.001596 | -0.001531 | -0.001415 | -0.001363 | -0.00121 | -0.001103 | -0.000846 | -0.000593 | -0.000251 | 0 | 0.000164 | 0.000578 | 0.00085 | 0.001309 | 0.001693 | 0.001966 | 0.002254 | 0.002363 | 0.00229
0.005027 | 0.00471 | 0.00405 | 0.003429 | 0.002876 | 0.002277 | 0.001476 | 0.000504 | -0.000202 | -0.000647 | -0.000907 | -0.001097 | -0.001122 | -0.001237 | -0.001276 | -0.00111 | -0.001148 | -0.001073 | -0.000988 | -0.001067 | -0.000929 | -0.000858 | -0.000643 | -0.000463 | -0.000204 | 0 | 0.000146 | 0.000499 | 0.00079 | 0.001222 | 0.00154 | 0.001877 | 0.002293 | 0.002516 | 0.002493
0.006192 | 0.005552 | 0.005057 | 0.004421 | 0.003879 | 0.003172 | 0.002355 | 0.001296 | 0.000524 | 7.2e-05 | -0.000228 | -0.000366 | -0.000521 | -0.000585 | -0.00076 | -0.000684 | -0.000719 | -0.000702 | -0.00074 | -0.000765 | -0.000681 | -0.000741 | -0.000563 | -0.000408 | -9.5e-05 | 0 | 0.000199 | 0.000463 | 0.000685 | 0.001138 | 0.001517 | 0.001928 | 0.002361 | 0.002698 | 0.002808
0.002574 | 0.001828 | 0.001488 | 0.00114 | 0.000918 | 0.000657 | 0.000267 | -0.000281 | -0.000647 | -0.000806 | -0.000932 | -0.000997 | -0.001024 | -0.001001 | -0.00117 | -0.000988 | -0.000885 | -0.000852 | -0.000713 | -0.000818 | -0.00082 | -0.000697 | -0.000612 | -0.000387 | -0.00014 | 0 | 9.7e-05 | 0.000422 | 0.000663 | 0.001131 | 0.001606 | 0.00209 | 0.002676 | 0.003154 | 0.00346
0.002854 | 0.002502 | 0.002194 | 0.001831 | 0.00156 | 0.001171 | 0.000794 | 0.000334 | -0.000135 | -0.000396 | -0.00047 | -0.000661 | -0.000665 | -0.000852 | -0.000912 | -0.000687 | -0.000631 | -0.000622 | -0.000616 | -0.000668 | -0.000674 | -0.000706 | -0.000586 | -0.000433 | -0.000142 | 0 | 0.000149 | 0.000461 | 0.000787 | 0.001328 | 0.001926 | 0.002504 | 0.003223 | 0.003903 | 0.004284
0.003974 | 0.003494 | 0.00308 | 0.002701 | 0.002349 | 0.001842 | 0.00139 | 0.000832 | 0.000423 | 0.000146 | -6e-05 | -0.000352 | -0.000384 | -0.000601 | -0.000689 | -0.000515 | -0.000531 | -0.000532 | -0.00055 | -0.000614 | -0.000634 | -0.000678 | -0.000585 | -0.00042 | -0.000195 | 0 | 9.3e-05 | 0.000514 | 0.000877 | 0.001525 | 0.002084 | 0.002746 | 0.003624 | 0.0044 | 0.005023
0.005129 | 0.004535 | 0.004152 | 0.003728 | 0.003304 | 0.002744 | 0.002252 | 0.001608 | 0.001085 | 0.000762 | 0.000539 | 0.000288 | 5e-05 | -0.0001 | -0.000405 | -0.000267 | -0.000293 | -0.000302 | -0.000357 | -0.000506 | -0.000581 | -0.000629 | -0.000585 | -0.00043 | -0.000167 | 0 | 0.00021 | 0.000546 | 0.000937 | 0.001672 | 0.002339 | 0.003038 | 0.004079 | 0.004904 | 0.00563
0.005996 | 0.005741 | 0.00533 | 0.004884 | 0.004405 | 0.003719 | 0.003116 | 0.002539 | 0.002029 | 0.001592 | 0.001325 | 0.000932 | 0.000642 | 0.0003 | 7.9e-05 | 0.000171 | 0.000114 | 7.4e-05 | -2e-05 | -0.000256 | -0.000353 | -0.000452 | -0.000399 | -0.000356 | -7e-05 | 0 | 0.000172 | 0.000629 | 0.001085 | 0.001829 | 0.002523 | 0.003293 | 0.004393 | 0.005376 | 0.006222
0.006976 | 0.006593 | 0.00619 | 0.005625 | 0.00504 | 0.004309 | 0.003657 | 0.003039 | 0.002589 | 0.002197 | 0.00189 | 0.001476 | 0.001111 | 0.000748 | 0.000403 | 0.000432 | 0.000336 | 0.000215 | 0.00011 | -0.000144 | -0.000292 | -0.00043 | -0.000376 | -0.000296 | -7.8e-05 | 0 | 0.000208 | 0.000608 | 0.001086 | 0.001825 | 0.002616 | 0.003444 | 0.004603 | 0.005649 | 0.006641
0.007844 | 0.007551 | 0.007169 | 0.006629 | 0.006018 | 0.005224 | 0.004558 | 0.003937 | 0.00327 | 0.002789 | 0.002338 | 0.001856 | 0.001476 | 0.000991 | 0.000656 | 0.000708 | 0.000553 | 0.000421 | 0.000248 | -2.2e-05 | -0.000229 | -0.000342 | -0.000369 | -0.000314 | -0.000134 | 0 | 0.00018 | 0.000628 | 0.001087 | 0.001911 | 0.002699 | 0.003614 | 0.004765 | 0.005943 | 0.007
0.008449 | 0.008337 | 0.007927 | 0.007355 | 0.006753 | 0.005743 | 0.005019 | 0.004364 | 0.003876 | 0.003328 | 0.002889 | 0.002304 | 0.001878 | 0.001352 | 0.000985 | 0.000989 | 0.000761 | 0.000613 | 0.000516 | 0.000155 | 4e-06 | -0.000228 | -0.000249 | -0.000211 | -8.1e-05 | 0 | 0.000142 | 0.000537 | 0.001063 | 0.001815 | 0.00259 | 0.003518 | 0.00471 | 0.005967 | 0.007148
0.009043 | 0.008933 | 0.008578 | 0.008001 | 0.0073 | 0.006385 | 0.005548 | 0.004886 | 0.004224 | 0.003788 | 0.003254 | 0.002687 | 0.002106 | 0.001583 | 0.001208 | 0.001138 | 0.000958 | 0.000767 | 0.00056 | 0.000163 | -7.8e-05 | -0.000308 | -0.000359 | -0.000294 | -6.2e-05 | 0 | 0.000109 | 0.000505 | 0.001001 | 0.001795 | 0.002582 | 0.00353 | 0.004828 | 0.00609 | 0.007294
0.009623 | 0.009679 | 0.009261 | 0.008673 | 0.007959 | 0.006897 | 0.00612 | 0.005445 | 0.004876 | 0.00428 | 0.003687 | 0.003086 | 0.00252 | 0.001946 | 0.001505 | 0.001397 | 0.001197 | 0.000989 | 0.000755 | 0.00046 | 0.000224 | 1.4e-05 | -8.1e-05 | -0.000149 | -1.7e-05 | 0 | 0.000161 | 0.000551 | 0.001019 | 0.001846 | 0.002656 | 0.003607 | 0.004866 | 0.006163 | 0.007503
0.010033 | 0.010075 | 0.009684 | 0.009089 | 0.008343 | 0.007321 | 0.006473 | 0.005759 | 0.005101 | 0.004509 | 0.00396 | 0.003298 | 0.002666 | 0.002131 | 0.001609 | 0.001544 | 0.001305 | 0.001027 | 0.000797 | 0.00042 | 0.000139 | -1.4e-05 | -0.00015 | -0.000161 | -5e-05 | 0 | 0.000113 | 0.000511 | 0.001014 | 0.001819 | 0.002649 | 0.003583 | 0.004913 | 0.006217 | 0.007549
0.010315 | 0.010374 | 0.010051 | 0.009438 | 0.008658 | 0.007491 | 0.006652 | 0.006036 | 0.005384 | 0.004888 | 0.004293 | 0.003579 | 0.002973 | 0.002345 | 0.001831 | 0.001753 | 0.001509 | 0.00124 | 0.000974 | 0.000552 | 0.000281 | 5.4e-05 | -0.000105 | -0.000131 | -2.9e-05 | 0 | 9.7e-05 | 0.000444 | 0.000911 | 0.001678 | 0.002499 | 0.003463 | 0.004721 | 0.006101 | 0.007452
0.010604 | 0.010682 | 0.010396 | 0.009868 | 0.009099 | 0.007965 | 0.007148 | 0.006416 | 0.005688 | 0.005121 | 0.00447 | 0.003756 | 0.003095 | 0.00246 | 0.001909 | 0.00184 | 0.001561 | 0.001281 | 0.001001 | 0.000632 | 0.00035 | 0.000134 | -1.6e-05 | -8.7e-05 | 1.8e-05 | 0 | 9.8e-05 | 0.00041 | 0.000892 | 0.001631 | 0.002423 | 0.003378 | 0.004707 | 0.006029 | 0.007495
0.010796 | 0.01104 | 0.010715 | 0.010096 | 0.009281 | 0.008145 | 0.007265 | 0.006556 | 0.005912 | 0.005338 | 0.004666 | 0.003927 | 0.003237 | 0.002659 | 0.002037 | 0.001897 | 0.001677 | 0.00134 | 0.001045 | 0.000694 | 0.000422 | 0.000118 | 4.6e-05 | -2.9e-05 | 1.4e-05 | 0 | 6.7e-05 | 0.000385 | 0.000824 | 0.001603 | 0.002388 | 0.003324 | 0.004582 | 0.00597 | 0.007382
0.010949 | 0.011266 | 0.010943 | 0.010301 | 0.0095 | 0.00827 | 0.007431 | 0.006778 | 0.006132 | 0.0055 | 0.004886 | 0.004105 | 0.00343 | 0.002734 | 0.002247 | 0.002127 | 0.001797 | 0.001462 | 0.001145 | 0.000769 | 0.000478 | 0.000225 | 5.5e-05 | -6e-06 | 3e-05 | 0 | 4e-05 | 0.000379 | 0.000832 | 0.001542 | 0.002263 | 0.003145 | 0.004438 | 0.005736 | 0.007151
0.010995 | 0.011202 | 0.010911 | 0.010301 | 0.009479 | 0.008382 | 0.007515 | 0.006837 | 0.006187 | 0.005553 | 0.004889 | 0.004176 | 0.003534 | 0.002865 | 0.002321 | 0.002139 | 0.001779 | 0.001543 | 0.001203 | 0.000855 | 0.000526 | 0.000231 | 7.4e-05 | 6.8e-05 | 2.3e-05 | 0 | 8.3e-05 | 0.000336 | 0.000731 | 0.001446 | 0.002156 | 0.00303 | 0.004339 | 0.00558 | 0.007031
0.010799 | 0.011248 | 0.011009 | 0.010451 | 0.009621 | 0.008395 | 0.007553 | 0.006869 | 0.006178 | 0.005639 | 0.004931 | 0.004195 | 0.003494 | 0.002853 | 0.0023 | 0.002174 | 0.001858 | 0.001511 | 0.001238 | 0.000895 | 0.000578 | 0.000312 | 0.000137 | 1e-05 | 6.9e-05 | 0 | 6.4e-05 | 0.000326 | 0.000725 | 0.001355 | 0.002029 | 0.002815 | 0.004032 | 0.005368 | 0.006743
0.010859 | 0.011308 | 0.011012 | 0.01045 | 0.009633 | 0.008439 | 0.007565 | 0.006953 | 0.006353 | 0.005634 | 0.005045 | 0.004205 | 0.003599 | 0.002838 | 0.002388 | 0.002262 | 0.001889 | 0.00154 | 0.001302 | 0.000859 | 0.000618 | 0.000327 | 0.000205 | 8.4e-05 | 6.7e-05 | 0 | -2.4e-05 | 0.000273 | 0.000627 | 0.001206 | 0.001894 | 0.002639 | 0.0039 | 0.005137 | 0.006408
0.011088 | 0.011607 | 0.011393 | 0.010833 | 0.009978 | 0.008794 | 0.00789 | 0.007129 | 0.006417 | 0.005788 | 0.005121 | 0.004405 | 0.00368 | 0.003091 | 0.002441 | 0.002241 | 0.00193 | 0.001591 | 0.001334 | 0.000955 | 0.000588 | 0.000302 | 0.000158 | 7.3e-05 | 9.5e-05 | 0 | -1.3e-05 | 0.000202 | 0.000486 | 0.001095 | 0.001702 | 0.002472 | 0.003597 | 0.004801 | 0.00615
0.0114 | 0.011855 | 0.011525 | 0.010885 | 0.009997 | 0.008742 | 0.007833 | 0.007192 | 0.00651 | 0.005841 | 0.005196 | 0.004346 | 0.00373 | 0.003015 | 0.002493 | 0.002341 | 0.001942 | 0.001684 | 0.001361 | 0.000972 | 0.000698 | 0.000469 | 0.000311 | 0.000183 | 9.8e-05 | 0 | -4e-05 | 0.000204 | 0.000492 | 0.00105 | 0.001592 | 0.002283 | 0.003349 | 0.004573 | 0.005777
0.011309 | 0.011631 | 0.011316 | 0.010743 | 0.009867 | 0.008722 | 0.007814 | 0.007101 | 0.006456 | 0.005789 | 0.005189 | 0.004389 | 0.00377 | 0.003068 | 0.002573 | 0.002444 | 0.002046 | 0.001776 | 0.001475 | 0.000951 | 0.000765 | 0.000512 | 0.000339 | 0.000153 | 0.000118 | 0 | -7.5e-05 | 6.6e-05 | 0.00031 | 0.000831 | 0.001336 | 0.001929 | 0.003064 | 0.004121 | 0.005343
0.011472 | 0.011972 | 0.011745 | 0.011163 | 0.010296 | 0.009054 | 0.008127 | 0.007329 | 0.006624 | 0.005963 | 0.005151 | 0.004432 | 0.003692 | 0.003247 | 0.002534 | 0.002309 | 0.001955 | 0.001613 | 0.001375 | 0.00107 | 0.000707 | 0.000527 | 0.000315 | 0.000265 | 0.000128 | 0 | -4.5e-05 | 0.000101 | 0.000238 | 0.000775 | 0.001194 | 0.001837 | 0.002797 | 0.003811 | 0.004945
0.01166 | 0.012311 | 0.011885 | 0.011221 | 0.010277 | 0.009006 | 0.008125 | 0.00744 | 0.006793 | 0.006027 | 0.005426 | 0.004517 | 0.004017 | 0.003213 | 0.00272 | 0.002608 | 0.002156 | 0.001807 | 0.001497 | 0.001106 | 0.000834 | 0.000643 | 0.000416 | 0.000216 | 0.000207 | 0 | -0.000166 | -6e-05 | 0.000188 | 0.000585 | 0.000908 | 0.001399 | 0.002214 | 0.003243 | 0.004247
0.01187 | 0.012154 | 0.011838 | 0.011263 | 0.010414 | 0.009167 | 0.00827 | 0.007382 | 0.006605 | 0.005955 | 0.005356 | 0.004525 | 0.003975 | 0.003339 | 0.002867 | 0.002612 | 0.002077 | 0.001822 | 0.00161 | 0.001175 | 0.000873 | 0.000683 | 0.000523 | 0.000326 | 0.000182 | 0 | -0.000156 | -5.1e-05 | -5.9e-05 | 0.000214 | 0.000682 | 0.001026 | 0.001995 | 0.002791 | 0.003807
0.011897 | 0.012538 | 0.01228 | 0.011544 | 0.010658 | 0.009406 | 0.00838 | 0.007689 | 0.006887 | 0.006176 | 0.005468 | 0.004739 | 0.003979 | 0.00344 | 0.002781 | 0.002631 | 0.002158 | 0.001913 | 0.001513 | 0.001127 | 0.000952 | 0.000721 | 0.000438 | 0.000338 | 0.000207 | 0 | -0.000253 | -0.000282 | -0.000197 | 0.000105 | 0.000361 | 0.000711 | 0.001404 | 0.002247 | 0.003155
0.012198 | 0.012716 | 0.01219 | 0.011545 | 0.010603 | 0.009383 | 0.008439 | 0.007669 | 0.007002 | 0.006263 | 0.00565 | 0.004726 | 0.004316 | 0.003547 | 0.003033 | 0.00294 | 0.002414 | 0.001981 | 0.001766 | 0.001248 | 0.001119 | 0.000976 | 0.000666 | 0.000464 | 0.000302 | 0 | -0.000296 | -0.000315 | -0.000367 | -0.0002 | 1.9e-05 | 0.000162 | 0.000712 | 0.001525 | 0.00225
0.01222 | 0.012598 | 0.012323 | 0.011685 | 0.010844 | 0.009695 | 0.00875 | 0.007831 | 0.007045 | 0.006474 | 0.005768 | 0.005044 | 0.004407 | 0.0038 | 0.003289 | 0.003009 | 0.002519 | 0.002236 | 0.001974 | 0.001594 | 0.001267 | 0.001044 | 0.000816 | 0.000574 | 0.000353 | 0 | -0.000211 | -0.000316 | -0.000533 | -0.000493 | -0.000358 | -0.000183 | 0.000497 | 0.001015 | 0.001787
0.011941 | 0.012695 | 0.012377 | 0.011635 | 0.010679 | 0.009443 | 0.008574 | 0.007776 | 0.007044 | 0.006266 | 0.005625 | 0.004767 | 0.004421 | 0.003741 | 0.00317 | 0.002966 | 0.002429 | 0.002199 | 0.001825 | 0.001429 | 0.00119 | 0.00096 | 0.000804 | 0.000525 | 0.000303 | 0 | -0.000454 | -0.000644 | -0.000866 | -0.000822 | -0.000895 | -0.000823 | -0.000409 | 0.000217 | 0.000766
0.012003 | 0.012323 | 0.011851 | 0.01123 | 0.010353 | 0.009319 | 0.008394 | 0.007614 | 0.006975 | 0.0063 | 0.005789 | 0.004975 | 0.004489 | 0.003854 | 0.003315 | 0.003315 | 0.002847 | 0.002347 | 0.002122 | 0.00165 | 0.00158 | 0.001301 | 0.00101 | 0.0007 | 0.000493 | 0 | -0.00038 | -0.000695 | -0.000979 | -0.001145 | -0.001134 | -0.001227 | -0.000838 | -0.000456 | 1.6e-05
0.011524 | 0.012046 | 0.011859 | 0.011168 | 0.010402 | 0.009192 | 0.00825 | 0.007583 | 0.006774 | 0.006133 | 0.005452 | 0.004912 | 0.004362 | 0.003853 | 0.00329 | 0.003137 | 0.002494 | 0.002332 | 0.002036 | 0.001691 | 0.00135 | 0.001169 | 0.000837 | 0.000676 | 0.000282 | 0 | -0.00051 | -0.000757 | -0.001173 | -0.001371 | -0.001527 | -0.001737 | -0.001333 | -0.000973 | -0.000538
0.010912 | 0.011663 | 0.011267 | 0.010622 | 0.009795 | 0.008705 | 0.007932 | 0.007245 | 0.006683 | 0.005986 | 0.005496 | 0.004698 | 0.004273 | 0.003699 | 0.003173 | 0.003156 | 0.002607 | 0.002258 | 0.002056 | 0.001505 | 0.001552 | 0.001321 | 0.001044 | 0.000722 | 0.000457 | 0 | -0.000659 | -0.000998 | -0.001327 | -0.001667 | -0.001927 | -0.002036 | -0.00195 | -0.001687 | -0.001354
0.010453 | 0.010755 | 0.010413 | 0.009857 | 0.009146 | 0.008255 | 0.007578 | 0.006808 | 0.006112 | 0.005548 | 0.005194 | 0.00445 | 0.004271 | 0.003713 | 0.003307 | 0.003321 | 0.002862 | 0.002343 | 0.002171 | 0.001616 | 0.001649 | 0.001361 | 0.001149 | 0.000797 | 0.000498 | 0 | -0.000546 | -0.000891 | -0.001579 | -0.0016 | -0.002029 | -0.00228 | -0.002149 | -0.002037 | -0.001913
0.009939 | 0.010745 | 0.010557 | 0.009905 | 0.009171 | 0.008155 | 0.00744 | 0.006716 | 0.006162 | 0.00559 | 0.004969 | 0.004437 | 0.004019 | 0.003568 | 0.0031 | 0.00292 | 0.002491 | 0.002341 | 0.002035 | 0.001721 | 0.001441 | 0.001255 | 0.001085 | 0.000803 | 0.000487 | 0 | -0.000582 | -0.000968 | -0.001664 | -0.001967 | -0.00226 | -0.00271 | -0.002562 | -0.002376 | -0.002229
0.009636 | 0.010306 | 0.009956 | 0.009358 | 0.008626 | 0.00772 | 0.007067 | 0.006381 | 0.005893 | 0.005306 | 0.004992 | 0.00421 | 0.003983 | 0.003581 | 0.00299 | 0.003164 | 0.002526 | 0.002329 | 0.002123 | 0.001707 | 0.001608 | 0.001315 | 0.00118 | 0.000842 | 0.000534 | 0 | -0.000682 | -0.001091 | -0.001611 | -0.001962 | -0.002517 | -0.002729 | -0.002835 | -0.002833 | -0.002739
0.012736 | 0.012735 | 0.01242 | 0.011729 | 0.011126 | 0.010164 | 0.0093 | 0.00807 | 0.007205 | 0.006667 | 0.006069 | 0.005387 | 0.005033 | 0.004682 | 0.004497 | 0.004314 | 0.003708 | 0.003345 | 0.003137 | 0.002761 | 0.002701 | 0.002368 | 0.002068 | 0.001473 | 0.000743 | 0 | -0.00052 | -0.000776 | -0.001659 | -0.001835 | -0.001858 | -0.002476 | -0.00231 | -0.002533 | -0.002336
0.021864 | 0.020769 | 0.018436 | 0.016801 | 0.015583 | 0.01453 | 0.013665 | 0.012912 | 0.012231 | 0.011445 | 0.010667 | 0.009895 | 0.009305 | 0.008651 | 0.007977 | 0.007352 | 0.006521 | 0.005747 | 0.005051 | 0.004472 | 0.00367 | 0.00284 | 0.001854 | 0.000923 | 0 | -0.000924 | -0.001452 | -0.002404 | -0.003282 | -0.004159 | -0.00523 | -0.00623 | -0.007047 | -0.007865 | -0.008737 | -0.009631 | -0.010417
0.021832 | 0.020616 | 0.018465 | 0.016788 | 0.01553 | 0.014554 | 0.013626 | 0.012827 | 0.012132 | 0.011416 | 0.010574 | 0.009855 | 0.009298 | 0.008708 | 0.008121 | 0.007404 | 0.006477 | 0.005835 | 0.005105 | 0.004481 | 0.003766 | 0.002842 | 0.001837 | 0.000961 | 0 | -0.000915 | -0.001453 | -0.002418 | -0.003252 | -0.004019 | -0.00516 | -0.006064 | -0.006868 | -0.007787 | -0.008675 | -0.009436 | -0.010217
0.021262 | 0.020301 | 0.018117 | 0.016456 | 0.015308 | 0.014308 | 0.013522 | 0.012628 | 0.011932 | 0.01129 | 0.010484 | 0.009782 | 0.009142 | 0.008512 | 0.007915 | 0.007263 | 0.006414 | 0.005777 | 0.005025 | 0.004426 | 0.003715 | 0.002818 | 0.001826 | 0.000847 | 0 | -0.001004 | -0.001508 | -0.002372 | -0.003273 | -0.004078 | -0.005081 | -0.006029 | -0.006787 | -0.007739 | -0.008594 | -0.009524 | -0.01024
0.021593 | 0.020442 | 0.018194 | 0.016567 | 0.015322 | 0.014356 | 0.013454 | 0.01275 | 0.012121 | 0.011314 | 0.01053 | 0.009777 | 0.009258 | 0.008569 | 0.008001 | 0.007313 | 0.00653 | 0.005774 | 0.005102 | 0.00452 | 0.003747 | 0.002905 | 0.001882 | 0.001014 | 0 | -0.000825 | -0.001273 | -0.002316 | -0.003206 | -0.00392 | -0.004977 | -0.005976 | -0.006719 | -0.007571 | -0.00842 | -0.009363 | -0.010121
0.02133 | 0.020196 | 0.018096 | 0.016404 | 0.015205 | 0.014252 | 0.013347 | 0.012565 | 0.011852 | 0.011229 | 0.010365 | 0.009685 | 0.009061 | 0.008512 | 0.007939 | 0.007321 | 0.006319 | 0.005755 | 0.005021 | 0.004367 | 0.003662 | 0.002843 | 0.001868 | 0.000914 | 0 | -0.000893 | -0.001488 | -0.002299 | -0.003133 | -0.003895 | -0.004921 | -0.005825 | -0.006508 | -0.007472 | -0.008394 | -0.00914 | -0.009978
0.02106 | 0.020134 | 0.017854 | 0.016245 | 0.015099 | 0.014041 | 0.013254 | 0.012439 | 0.011766 | 0.011032 | 0.010276 | 0.009564 | 0.008876 | 0.008316 | 0.007745 | 0.007127 | 0.00627 | 0.005623 | 0.004975 | 0.004362 | 0.003556 | 0.002725 | 0.001743 | 0.000794 | 0 | -0.001074 | -0.001459 | -0.002368 | -0.003273 | -0.003968 | -0.004957 | -0.005849 | -0.006595 | -0.007505 | -0.0083 | -0.009341 | -0.010113
0.02113 | 0.019914 | 0.017733 | 0.016072 | 0.014824 | 0.013858 | 0.012945 | 0.012329 | 0.011696 | 0.010936 | 0.010138 | 0.009391 | 0.008981 | 0.008309 | 0.007695 | 0.007113 | 0.006221 | 0.005604 | 0.004928 | 0.004296 | 0.003591 | 0.002799 | 0.001779 | 0.000951 | 0 | -0.000834 | -0.001314 | -0.002344 | -0.003126 | -0.003756 | -0.004778 | -0.005672 | -0.006436 | -0.007294 | -0.008217 | -0.009056 | -0.009891
0.020912 | 0.019897 | 0.017786 | 0.016125 | 0.014978 | 0.013977 | 0.013061 | 0.012239 | 0.011555 | 0.010935 | 0.010128 | 0.009416 | 0.008806 | 0.008239 | 0.007627 | 0.007058 | 0.006107 | 0.005595 | 0.004897 | 0.004278 | 0.003593 | 0.002746 | 0.001746 | 0.000776 | 0 | -0.001047 | -0.001463 | -0.002304 | -0.003076 | -0.003777 | -0.00477 | -0.005649 | -0.006288 | -0.007235 | -0.008176 | -0.008975 | -0.009823
0.020692 | 0.019727 | 0.017475 | 0.015858 | 0.014645 | 0.013643 | 0.012863 | 0.012079 | 0.011453 | 0.010703 | 0.009959 | 0.009269 | 0.008631 | 0.008067 | 0.007533 | 0.006913 | 0.006122 | 0.005463 | 0.004722 | 0.004254 | 0.003454 | 0.002684 | 0.001825 | 0.000865 | 0 | -0.000883 | -0.001222 | -0.002173 | -0.003003 | -0.003687 | -0.004575 | -0.005486 | -0.006178 | -0.007104 | -0.007942 | -0.009011 | -0.009837
0.020321 | 0.019319 | 0.017331 | 0.015811 | 0.01462 | 0.0137 | 0.012772 | 0.012192 | 0.011594 | 0.010776 | 0.009956 | 0.009227 | 0.008827 | 0.008199 | 0.007589 | 0.00694 | 0.006109 | 0.005492 | 0.004853 | 0.004203 | 0.003441 | 0.002757 | 0.001736 | 0.000988 | 0 | -0.000794 | -0.001341 | -0.002191 | -0.002929 | -0.003592 | -0.004736 | -0.005638 | -0.006305 | -0.007201 | -0.008309 | -0.009176 | -0.010202

## ACS193_CC_taarray
-0.14049 | -0.14101 | -0.13913 | -0.13434 | -0.12908 | -0.12316 | -0.11876 | -0.11447 | -0.10926 | -0.10321 | -0.096078 | -0.090124 | -0.085158 | -0.077792 | -0.072831 | -0.065709 | -0.060484 | -0.053989 | -0.047788 | -0.04064 | -0.034519 | -0.027569 | -0.021646 | -0.015343 | -0.008107 | 0 | 0.006641 | 0.014446 | 0.021019 | 0.029556 | 0.036894 | 0.043711 | 0.051348 | 0.058159 | 0.063952 | 0.068293
-0.1227 | -0.12171 | -0.11856 | -0.11492 | -0.10998 | -0.10468 | -0.10083 | -0.097251 | -0.09273 | -0.087197 | -0.081459 | -0.076058 | -0.071831 | -0.065602 | -0.061519 | -0.055543 | -0.050727 | -0.044576 | -0.039884 | -0.033971 | -0.028753 | -0.023208 | -0.017547 | -0.012697 | -0.006539 | 0 | 0.005089 | 0.01197 | 0.017885 | 0.02438 | 0.029344 | 0.035681 | 0.041723 | 0.047311 | 0.051823 | 0.055287
-0.099914 | -0.097897 | -0.094875 | -0.091168 | -0.087369 | -0.083652 | -0.080519 | -0.077173 | -0.073952 | -0.069025 | -0.06439 | -0.0602 | -0.056811 | -0.052065 | -0.048469 | -0.04377 | -0.039741 | -0.034901 | -0.031229 | -0.026167 | -0.022058 | -0.017811 | -0.013188 | -0.00954 | -0.005076 | 0 | 0.003959 | 0.009068 | 0.013152 | 0.018102 | 0.022593 | 0.027336 | 0.031484 | 0.035833 | 0.038441 | 0.041869
-0.079248 | -0.075911 | -0.072991 | -0.069854 | -0.066935 | -0.063617 | -0.061489 | -0.05861 | -0.056184 | -0.052384 | -0.048428 | -0.045385 | -0.04284 | -0.039021 | -0.036415 | -0.032455 | -0.029437 | -0.025583 | -0.022804 | -0.018867 | -0.016136 | -0.012846 | -0.009672 | -0.006936 | -0.003487 | 0 | 0.002448 | 0.006623 | 0.009656 | 0.012765 | 0.015731 | 0.018805 | 0.022212 | 0.024194 | 0.027059 | 0.028671
-0.060958 | -0.057361 | -0.054246 | -0.051784 | -0.049545 | -0.047075 | -0.045456 | -0.043517 | -0.041151 | -0.038489 | -0.035695 | -0.032937 | -0.031008 | -0.028311 | -0.026106 | -0.02332 | -0.020821 | -0.018223 | -0.015764 | -0.012964 | -0.011086 | -0.008901 | -0.006312 | -0.004493 | -0.002409 | 0 | 0.001876 | 0.004555 | 0.006565 | 0.009084 | 0.010669 | 0.012868 | 0.015129 | 0.016549 | 0.018143 | 0.019392
-0.048663 | -0.04471 | -0.041814 | -0.039537 | -0.037962 | -0.03596 | -0.034452 | -0.032891 | -0.0315 | -0.02895 | -0.026635 | -0.024673 | -0.023181 | -0.020969 | -0.019303 | -0.016964 | -0.01528 | -0.012777 | -0.011579 | -0.008895 | -0.007431 | -0.006034 | -0.004075 | -0.002659 | -0.001268 | 0 | 0.001378 | 0.003203 | 0.005156 | 0.006438 | 0.007781 | 0.009274 | 0.010264 | 0.011162 | 0.012287 | 0.012879
-0.041394 | -0.037458 | -0.034656 | -0.032832 | -0.031006 | -0.029479 | -0.028409 | -0.027032 | -0.025394 | -0.02356 | -0.021527 | -0.019868 | -0.018927 | -0.016866 | -0.015353 | -0.013454 | -0.012032 | -0.010065 | -0.009091 | -0.006987 | -0.005829 | -0.004614 | -0.002996 | -0.002285 | -0.001367 | 0 | 0.000851 | 0.002389 | 0.003779 | 0.004832 | 0.005743 | 0.006285 | 0.007505 | 0.008074 | 0.008854 | 0.009026
-0.036605 | -0.0328 | -0.030068 | -0.028266 | -0.026828 | -0.025343 | -0.024235 | -0.023167 | -0.021945 | -0.020143 | -0.018371 | -0.016711 | -0.015937 | -0.014041 | -0.012777 | -0.011184 | -0.009891 | -0.008274 | -0.007207 | -0.005632 | -0.004762 | -0.003941 | -0.00256 | -0.001971 | -0.001131 | 0 | 0.000273 | 0.001923 | 0.00281 | 0.003728 | 0.004352 | 0.005048 | 0.005664 | 0.006047 | 0.006539 | 0.007616
-0.033819 | -0.030039 | -0.027319 | -0.025696 | -0.024334 | -0.022996 | -0.02199 | -0.020855 | -0.019644 | -0.018007 | -0.016359 | -0.014748 | -0.014145 | -0.012346 | -0.011228 | -0.009746 | -0.008425 | -0.007155 | -0.006349 | -0.004829 | -0.004145 | -0.003069 | -0.002367 | -0.001586 | -0.000849 | 0 | 0.000545 | 0.00168 | 0.002588 | 0.003456 | 0.003884 | 0.004306 | 0.005041 | 0.005095 | 0.005789 | 0.005008
-0.031337 | -0.027578 | -0.024944 | -0.023363 | -0.022127 | -0.020751 | -0.019945 | -0.018729 | -0.017731 | -0.01609 | -0.014577 | -0.013046 | -0.012505 | -0.010825 | -0.009631 | -0.008371 | -0.007275 | -0.006032 | -0.005216 | -0.003934 | -0.003155 | -0.00252 | -0.001695 | -0.001253 | -0.000721 | 0 | 0.000496 | 0.001718 | 0.002483 | 0.002995 | 0.003697 | 0.004023 | 0.004725 | 0.00484 | 0.005391 | 0.005687
-0.029576 | -0.025913 | -0.023179 | -0.021609 | -0.020443 | -0.0191 | -0.018258 | -0.017043 | -0.016122 | -0.014562 | -0.013053 | -0.011623 | -0.011161 | -0.009622 | -0.008522 | -0.007291 | -0.0064 | -0.005043 | -0.004469 | -0.003315 | -0.002873 | -0.002375 | -0.00149 | -0.001136 | -0.000599 | 0 | 0.000641 | 0.001763 | 0.002514 | 0.003166 | 0.003611 | 0.004094 | 0.004521 | 0.004589 | 0.004946 | 0.00553
-0.027817 | -0.024219 | -0.021745 | -0.020289 | -0.018977 | -0.017902 | -0.016967 | -0.015971 | -0.015093 | -0.013513 | -0.011976 | -0.01069 | -0.010031 | -0.008611 | -0.007712 | -0.006478 | -0.005502 | -0.00446 | -0.003944 | -0.00302 | -0.002473 | -0.002118 | -0.001436 | -0.000984 | -0.000521 | 0 | 0.000338 | 0.001503 | 0.002319 | 0.002873 | 0.003315 | 0.003657 | 0.004319 | 0.004349 | 0.004787 | 0.005382
-0.026329 | -0.022793 | -0.020385 | -0.01894 | -0.01777 | -0.016657 | -0.015796 | -0.014696 | -0.01385 | -0.012354 | -0.010843 | -0.009742 | -0.008867 | -0.0077 | -0.006719 | -0.005527 | -0.004673 | -0.003734 | -0.003317 | -0.002469 | -0.002296 | -0.001933 | -0.001386 | -0.000991 | -0.00065 | 0 | 0.000362 | 0.001366 | 0.002162 | 0.002752 | 0.003289 | 0.003601 | 0.003964 | 0.004168 | 0.00471 | 0.004587
-0.025155 | -0.021692 | -0.019332 | -0.017993 | -0.016846 | -0.015823 | -0.014927 | -0.013867 | -0.012882 | -0.011513 | -0.010105 | -0.008761 | -0.008161 | -0.007007 | -0.006103 | -0.004955 | -0.004208 | -0.003169 | -0.002784 | -0.002131 | -0.001735 | -0.001493 | -0.001106 | -0.001002 | -0.000554 | 0 | 0.000317 | 0.001461 | 0.00225 | 0.002802 | 0.003228 | 0.00358 | 0.003898 | 0.003949 | 0.004341 | 0.0044
-0.023922 | -0.020617 | -0.018274 | -0.016923 | -0.015745 | -0.014757 | -0.013977 | -0.012882 | -0.01212 | -0.010612 | -0.009215 | -0.008064 | -0.007519 | -0.006207 | -0.005395 | -0.004305 | -0.003457 | -0.002438 | -0.002296 | -0.001639 | -0.001528 | -0.001278 | -0.000995 | -0.000811 | -0.000547 | 0 | 0.000378 | 0.001352 | 0.002193 | 0.002511 | 0.003133 | 0.003341 | 0.003878 | 0.00396 | 0.004358 | 0.004026
-0.022505 | -0.01931 | -0.017169 | -0.015885 | -0.014729 | -0.013781 | -0.012949 | -0.011964 | -0.011216 | -0.009815 | -0.008391 | -0.007249 | -0.00662 | -0.005455 | -0.004526 | -0.003715 | -0.002896 | -0.002111 | -0.001781 | -0.001308 | -0.001086 | -0.001125 | -0.000822 | -0.000618 | -0.000388 | 0 | 0.000359 | 0.001318 | 0.002016 | 0.002664 | 0.003 | 0.003444 | 0.003857 | 0.003801 | 0.004269 | 0.00459
-0.022156 | -0.019052 | -0.016855 | -0.015535 | -0.01453 | -0.013557 | -0.012636 | -0.011755 | -0.010851 | -0.009459 | -0.008171 | -0.007072 | -0.006431 | -0.005294 | -0.004457 | -0.003507 | -0.002757 | -0.001921 | -0.001714 | -0.001269 | -0.001028 | -0.001066 | -0.000737 | -0.000691 | -0.000389 | 0 | 0.000468 | 0.001132 | 0.002076 | 0.002578 | 0.00301 | 0.003294 | 0.003706 | 0.003885 | 0.004217 | 0.004366
-0.021203 | -0.018171 | -0.015985 | -0.014703 | -0.013676 | -0.012808 | -0.011908 | -0.010969 | -0.0102 | -0.008903 | -0.007629 | -0.006668 | -0.006006 | -0.004854 | -0.004015 | -0.003131 | -0.00239 | -0.001696 | -0.001384 | -0.000896 | -0.000847 | -0.000852 | -0.000659 | -0.000619 | -0.00036 | 0 | 0.000496 | 0.001241 | 0.001935 | 0.002396 | 0.002905 | 0.003124 | 0.003545 | 0.003673 | 0.00403 | 0.004602
-0.020843 | -0.017857 | -0.015704 | -0.014403 | -0.013399 | -0.012515 | -0.011674 | -0.010747 | -0.009923 | -0.008669 | -0.007422 | -0.006327 | -0.005736 | -0.004628 | -0.003835 | -0.003047 | -0.002296 | -0.001519 | -0.001362 | -0.000859 | -0.000768 | -0.000764 | -0.000572 | -0.000533 | -0.000402 | 0 | 0.000326 | 0.001182 | 0.001826 | 0.002454 | 0.002907 | 0.003044 | 0.003408 | 0.003654 | 0.003971 | 0.004523
-0.020281 | -0.017339 | -0.015232 | -0.014036 | -0.013033 | -0.012222 | -0.011391 | -0.010404 | -0.009688 | -0.008429 | -0.007229 | -0.006189 | -0.00556 | -0.004569 | -0.003719 | -0.002894 | -0.002225 | -0.001518 | -0.001263 | -0.000876 | -0.00084 | -0.000781 | -0.000556 | -0.000591 | -0.000404 | 0 | 0.00039 | 0.001155 | 0.001854 | 0.002358 | 0.002708 | 0.00292 | 0.003292 | 0.003404 | 0.0039 | 0.003738
-0.019699 | -0.016832 | -0.014762 | -0.013606 | -0.012619 | -0.011724 | -0.010972 | -0.010088 | -0.009317 | -0.008125 | -0.006933 | -0.00591 | -0.005285 | -0.004333 | -0.003582 | -0.002722 | -0.002015 | -0.001379 | -0.001077 | -0.00083 | -0.000715 | -0.000711 | -0.000465 | -0.000496 | -0.000372 | 0 | 0.000367 | 0.001142 | 0.001828 | 0.002282 | 0.002727 | 0.002972 | 0.003362 | 0.003439 | 0.003936 | 0.003923
-0.019414 | -0.01658 | -0.014548 | -0.013326 | -0.012423 | -0.011538 | -0.010733 | -0.009917 | -0.00913 | -0.008025 | -0.006767 | -0.005792 | -0.005293 | -0.004412 | -0.003588 | -0.002734 | -0.002097 | -0.001451 | -0.001196 | -0.000791 | -0.000813 | -0.000754 | -0.000635 | -0.000569 | -0.000384 | 0 | 0.000328 | 0.001093 | 0.001656 | 0.002141 | 0.002576 | 0.00274 | 0.003235 | 0.003334 | 0.003722 | 0.003686
-0.018745 | -0.016006 | -0.014074 | -0.01296 | -0.012024 | -0.011187 | -0.010493 | -0.009635 | -0.008895 | -0.007729 | -0.006628 | -0.005695 | -0.005112 | -0.004207 | -0.003474 | -0.002609 | -0.002046 | -0.001382 | -0.0011 | -0.000859 | -0.000779 | -0.000736 | -0.000529 | -0.000471 | -0.000351 | 0 | 0.000399 | 0.000941 | 0.001718 | 0.002248 | 0.002469 | 0.002769 | 0.003122 | 0.003314 | 0.003699 | 0.003914
-0.018493 | -0.015837 | -0.013902 | -0.012782 | -0.011882 | -0.011172 | -0.010379 | -0.009518 | -0.008878 | -0.007733 | -0.006624 | -0.005786 | -0.005166 | -0.004333 | -0.003558 | -0.002754 | -0.002132 | -0.001519 | -0.001292 | -0.000866 | -0.000864 | -0.000853 | -0.00064 | -0.000586 | -0.000382 | 0 | 0.000283 | 0.000931 | 0.001626 | 0.002096 | 0.002388 | 0.002693 | 0.002955 | 0.003137 | 0.003587 | 0.003368
-0.018157 | -0.015539 | -0.013652 | -0.012611 | -0.011769 | -0.010915 | -0.010223 | -0.009411 | -0.00871 | -0.007589 | -0.006528 | -0.005618 | -0.005012 | -0.004257 | -0.003474 | -0.002718 | -0.002114 | -0.001538 | -0.001226 | -0.000902 | -0.00084 | -0.000778 | -0.000652 | -0.00051 | -0.000362 | 0 | 0.000311 | 0.000912 | 0.001566 | 0.001961 | 0.002325 | 0.002607 | 0.00285 | 0.003147 | 0.003511 | 0.003554
-0.017944 | -0.01538 | -0.013523 | -0.012456 | -0.011595 | -0.010855 | -0.010193 | -0.009302 | -0.008608 | -0.00754 | -0.006459 | -0.005606 | -0.005007 | -0.004263 | -0.003527 | -0.00275 | -0.002187 | -0.001594 | -0.001233 | -0.000888 | -0.000799 | -0.000694 | -0.000508 | -0.000463 | -0.000246 | 0 | 0.000427 | 0.000961 | 0.001644 | 0.002001 | 0.002401 | 0.002637 | 0.002985 | 0.003177 | 0.003583 | 0.00374
-0.017542 | -0.015058 | -0.01325 | -0.012199 | -0.01141 | -0.010663 | -0.009969 | -0.009203 | -0.008529 | -0.007474 | -0.006443 | -0.005664 | -0.005 | -0.004244 | -0.00357 | -0.00285 | -0.002268 | -0.001677 | -0.001371 | -0.001069 | -0.000916 | -0.000806 | -0.000585 | -0.000552 | -0.000346 | 0 | 0.000297 | 0.000902 | 0.001502 | 0.001816 | 0.00221 | 0.002495 | 0.002762 | 0.002959 | 0.003333 | 0.003605
-0.017238 | -0.0148 | -0.013049 | -0.012027 | -0.011248 | -0.010463 | -0.009851 | -0.009061 | -0.008394 | -0.007384 | -0.006342 | -0.005549 | -0.005063 | -0.004283 | -0.003607 | -0.002903 | -0.002342 | -0.001756 | -0.001387 | -0.001053 | -0.000937 | -0.000835 | -0.000632 | -0.000532 | -0.000345 | 0 | 0.000357 | 0.000851 | 0.001438 | 0.001848 | 0.002208 | 0.002392 | 0.002792 | 0.002957 | 0.003327 | 0.003718
-0.017133 | -0.014743 | -0.012976 | -0.011983 | -0.011228 | -0.010529 | -0.009828 | -0.009065 | -0.00846 | -0.007427 | -0.006441 | -0.005699 | -0.005104 | -0.004397 | -0.003711 | -0.003028 | -0.002449 | -0.001878 | -0.001505 | -0.001188 | -0.00103 | -0.000873 | -0.000685 | -0.00055 | -0.000333 | 0 | 0.000296 | 0.00082 | 0.001391 | 0.0018 | 0.002144 | 0.002342 | 0.002643 | 0.002898 | 0.003209 | 0.003239
-0.016915 | -0.014555 | -0.012844 | -0.011862 | -0.011064 | -0.010349 | -0.009706 | -0.009016 | -0.008317 | -0.007342 | -0.006389 | -0.005642 | -0.005041 | -0.004364 | -0.003719 | -0.003013 | -0.002477 | -0.001897 | -0.001612 | -0.001225 | -0.001011 | -0.000839 | -0.000625 | -0.00045 | -0.000337 | 0 | 0.000382 | 0.000922 | 0.001404 | 0.001786 | 0.002172 | 0.002352 | 0.0027 | 0.002869 | 0.003252 | 0.003607
-0.016712 | -0.014354 | -0.012647 | -0.011667 | -0.010929 | -0.010225 | -0.009631 | -0.008886 | -0.008252 | -0.00731 | -0.006394 | -0.005605 | -0.005108 | -0.004411 | -0.003782 | -0.003165 | -0.002569 | -0.002055 | -0.001682 | -0.001286 | -0.001135 | -0.000905 | -0.000654 | -0.000508 | -0.000319 | 0 | 0.000327 | 0.000775 | 0.001402 | 0.001794 | 0.002121 | 0.002299 | 0.00263 | 0.002803 | 0.003223 | 0.003215
-0.016612 | -0.014325 | -0.012689 | -0.011771 | -0.010999 | -0.010307 | -0.009684 | -0.009012 | -0.008368 | -0.007434 | -0.006489 | -0.005807 | -0.005267 | -0.004584 | -0.003964 | -0.003295 | -0.002759 | -0.002238 | -0.001806 | -0.001445 | -0.001202 | -0.000969 | -0.000756 | -0.000506 | -0.000315 | 0 | 0.00031 | 0.000827 | 0.001356 | 0.001749 | 0.002033 | 0.002208 | 0.002506 | 0.002721 | 0.003114 | 0.003314
-0.016277 | -0.014068 | -0.012462 | -0.011572 | -0.010842 | -0.010186 | -0.009586 | -0.008965 | -0.008316 | -0.007424 | -0.0065 | -0.005817 | -0.005239 | -0.004647 | -0.003988 | -0.003376 | -0.00289 | -0.002321 | -0.001955 | -0.001524 | -0.001301 | -0.00105 | -0.000757 | -0.000536 | -0.00034 | 0 | 0.000255 | 0.000759 | 0.001291 | 0.001615 | 0.001951 | 0.002105 | 0.002438 | 0.002682 | 0.003046 | 0.003033
-0.016042 | -0.013875 | -0.012339 | -0.011457 | -0.010762 | -0.010124 | -0.009553 | -0.008887 | -0.008263 | -0.007382 | -0.006532 | -0.005824 | -0.005347 | -0.004699 | -0.004066 | -0.003489 | -0.002943 | -0.002458 | -0.00206 | -0.001616 | -0.001308 | -0.001106 | -0.000776 | -0.000554 | -0.000257 | 0 | 0.000338 | 0.000744 | 0.001262 | 0.001559 | 0.001878 | 0.00211 | 0.002411 | 0.002597 | 0.003009 | 0.003026
-0.016139 | -0.01398 | -0.012427 | -0.011549 | -0.010869 | -0.010209 | -0.009629 | -0.008951 | -0.008394 | -0.007499 | -0.006648 | -0.005953 | -0.005458 | -0.00485 | -0.004298 | -0.003624 | -0.003126 | -0.002626 | -0.002226 | -0.001734 | -0.001456 | -0.001136 | -0.000863 | -0.00061 | -0.000339 | 0 | 0.000322 | 0.000725 | 0.001173 | 0.001528 | 0.001843 | 0.002014 | 0.002323 | 0.002563 | 0.002911 | 0.003004
-0.016149 | -0.014005 | -0.012458 | -0.011592 | -0.01088 | -0.010248 | -0.009679 | -0.009061 | -0.008379 | -0.007564 | -0.006663 | -0.006034 | -0.005523 | -0.004926 | -0.004352 | -0.003694 | -0.00324 | -0.002701 | -0.002299 | -0.001786 | -0.001494 | -0.001171 | -0.000831 | -0.000542 | -0.000283 | 0 | 0.000266 | 0.000701 | 0.001225 | 0.001533 | 0.001826 | 0.002022 | 0.002272 | 0.002541 | 0.002844 | 0.002982
-0.016133 | -0.014036 | -0.01249 | -0.011613 | -0.010908 | -0.010298 | -0.009687 | -0.009071 | -0.008466 | -0.007613 | -0.006766 | -0.006143 | -0.005596 | -0.005012 | -0.004395 | -0.003784 | -0.003293 | -0.002805 | -0.002373 | -0.001889 | -0.001546 | -0.001184 | -0.000791 | -0.000578 | -0.000275 | 0 | 0.00026 | 0.000727 | 0.001177 | 0.001464 | 0.001756 | 0.001953 | 0.002234 | 0.002397 | 0.002795 | 0.003053
-0.01608 | -0.014014 | -0.012499 | -0.011621 | -0.010958 | -0.010304 | -0.009715 | -0.009121 | -0.008517 | -0.007657 | -0.006819 | -0.006154 | -0.00565 | -0.005085 | -0.004501 | -0.003883 | -0.00337 | -0.00286 | -0.002431 | -0.001921 | -0.001567 | -0.001249 | -0.000884 | -0.00056 | -0.000284 | 0 | 0.000301 | 0.000715 | 0.001128 | 0.00141 | 0.001681 | 0.001902 | 0.002172 | 0.002403 | 0.00273 | 0.002788
-0.01607 | -0.014015 | -0.012504 | -0.011659 | -0.010985 | -0.010307 | -0.00971 | -0.009123 | -0.008478 | -0.007675 | -0.006831 | -0.006179 | -0.005663 | -0.005062 | -0.004505 | -0.003869 | -0.003393 | -0.002883 | -0.002422 | -0.001925 | -0.001558 | -0.001198 | -0.000817 | -0.000542 | -0.00027 | 0 | 0.000238 | 0.000666 | 0.00106 | 0.001349 | 0.001658 | 0.001828 | 0.002115 | 0.002333 | 0.002659 | 0.002787
-0.015856 | -0.01383 | -0.012353 | -0.011508 | -0.010846 | -0.010178 | -0.009626 | -0.008997 | -0.008414 | -0.007563 | -0.006755 | -0.006096 | -0.005608 | -0.005036 | -0.004434 | -0.003816 | -0.003369 | -0.002823 | -0.002373 | -0.001906 | -0.001526 | -0.001167 | -0.000811 | -0.000569 | -0.000265 | 0 | 0.000227 | 0.000643 | 0.001025 | 0.001334 | 0.00158 | 0.001775 | 0.002038 | 0.002209 | 0.002531 | 0.00259
-0.015652 | -0.01364 | -0.012169 | -0.011303 | -0.010615 | -0.010037 | -0.009416 | -0.008806 | -0.008198 | -0.007388 | -0.006569 | -0.005921 | -0.005427 | -0.004822 | -0.004295 | -0.003699 | -0.003198 | -0.002688 | -0.002243 | -0.001775 | -0.001407 | -0.001088 | -0.000747 | -0.000506 | -0.000266 | 0 | 0.000229 | 0.000634 | 0.001004 | 0.001305 | 0.001586 | 0.001734 | 0.002007 | 0.002203 | 0.002526 | 0.002709
-0.015584 | -0.013571 | -0.012099 | -0.011233 | -0.010518 | -0.009928 | -0.009348 | -0.008736 | -0.008085 | -0.007291 | -0.006454 | -0.005834 | -0.005304 | -0.004702 | -0.004149 | -0.003551 | -0.003052 | -0.00255 | -0.002114 | -0.001678 | -0.001372 | -0.001029 | -0.000734 | -0.000473 | -0.000271 | 0 | 0.000237 | 0.000609 | 0.00097 | 0.001269 | 0.001574 | 0.0017 | 0.001947 | 0.002188 | 0.002503 | 0.002514
-0.015213 | -0.013238 | -0.011813 | -0.01095 | -0.01026 | -0.009679 | -0.009091 | -0.00849 | -0.007896 | -0.007089 | -0.006274 | -0.005642 | -0.005138 | -0.004544 | -0.00399 | -0.003399 | -0.002921 | -0.002385 | -0.001987 | -0.001542 | -0.00126 | -0.000966 | -0.000699 | -0.000428 | -0.000222 | 0 | 0.000218 | 0.00061 | 0.001006 | 0.001296 | 0.001566 | 0.001716 | 0.001965 | 0.002164 | 0.002477 | 0.002303
-0.014908 | -0.012981 | -0.011586 | -0.010736 | -0.010078 | -0.009488 | -0.008872 | -0.008293 | -0.007644 | -0.006887 | -0.006076 | -0.005439 | -0.004939 | -0.004395 | -0.003817 | -0.003209 | -0.00275 | -0.002235 | -0.001839 | -0.001422 | -0.001168 | -0.000903 | -0.000627 | -0.000442 | -0.000225 | 0 | 0.000242 | 0.000663 | 0.000988 | 0.001306 | 0.001543 | 0.001733 | 0.001966 | 0.002137 | 0.002501 | 0.002615
-0.014461 | -0.012556 | -0.011175 | -0.010358 | -0.009698 | -0.00911 | -0.008534 | -0.007954 | -0.007356 | -0.006588 | -0.005817 | -0.00517 | -0.004673 | -0.004139 | -0.003589 | -0.003006 | -0.002538 | -0.002022 | -0.001665 | -0.001319 | -0.001076 | -0.000827 | -0.000608 | -0.000421 | -0.000204 | 0 | 0.000236 | 0.000629 | 0.001013 | 0.00132 | 0.001588 | 0.00174 | 0.001948 | 0.002153 | 0.002526 | 0.002499
-0.014072 | -0.011898 | -0.010331 | -0.009412 | -0.008726 | -0.008119 | -0.007495 | -0.006883 | -0.006246 | -0.005451 | -0.004637 | -0.003947 | -0.00345 | -0.002857 | -0.002252 | -0.001665 | -0.001128 | -0.00059 | -0.000318 | -0.000131 | -0.000145 | -0.000199 | -0.000228 | -0.000251 | -0.000176 | 0 | 0.00027 | 0.00068 | 0.001135 | 0.001514 | 0.001758 | 0.00189 | 0.002148 | 0.002278 | 0.002594 | 0.002855
-0.013781 | -0.011603 | -0.010046 | -0.009169 | -0.008491 | -0.007843 | -0.007288 | -0.006657 | -0.006072 | -0.005259 | -0.004442 | -0.003787 | -0.003297 | -0.002721 | -0.002159 | -0.001572 | -0.001016 | -0.000495 | -0.000228 | -4.9e-05 | -0.0001 | -0.000172 | -0.000195 | -0.000235 | -0.00019 | 0 | 0.000234 | 0.000649 | 0.001095 | 0.001404 | 0.001714 | 0.001829 | 0.002035 | 0.002229 | 0.002493 | 0.002701
-0.01356 | -0.011449 | -0.00993 | -0.009061 | -0.008424 | -0.007786 | -0.007191 | -0.006571 | -0.005995 | -0.005184 | -0.004356 | -0.003725 | -0.003229 | -0.002634 | -0.002043 | -0.001422 | -0.000906 | -0.000412 | -0.000113 | 1e-05 | -4.8e-05 | -0.000145 | -0.000139 | -0.000206 | -0.000174 | 0 | 0.000249 | 0.000632 | 0.001088 | 0.001413 | 0.001683 | 0.001844 | 0.002021 | 0.002165 | 0.002481 | 0.002542
-0.013257 | -0.011203 | -0.009705 | -0.008841 | -0.008162 | -0.007574 | -0.007012 | -0.006398 | -0.005827 | -0.005032 | -0.004231 | -0.0036 | -0.003111 | -0.002578 | -0.002009 | -0.001414 | -0.00088 | -0.000401 | -0.000123 | -7e-06 | -6.7e-05 | -0.000135 | -0.000173 | -0.000231 | -0.000158 | 0 | 0.00024 | 0.000636 | 0.001045 | 0.001358 | 0.001608 | 0.001758 | 0.001958 | 0.002126 | 0.002423 | 0.002502
-0.013103 | -0.011035 | -0.009573 | -0.008725 | -0.008073 | -0.0075 | -0.006933 | -0.006318 | -0.005783 | -0.005005 | -0.004213 | -0.003618 | -0.003097 | -0.002587 | -0.002012 | -0.001445 | -0.000917 | -0.000438 | -0.000131 | -1.4e-05 | -6.7e-05 | -0.000115 | -0.000166 | -0.000198 | -0.00015 | 0 | 0.000266 | 0.000614 | 0.00105 | 0.001337 | 0.001588 | 0.001733 | 0.001955 | 0.0021 | 0.002372 | 0.002532
-0.013038 | -0.01103 | -0.009561 | -0.008693 | -0.008037 | -0.007459 | -0.006879 | -0.006283 | -0.005738 | -0.004954 | -0.004171 | -0.003537 | -0.003074 | -0.002546 | -0.002012 | -0.001438 | -0.000929 | -0.000465 | -0.000169 | -3.2e-05 | -6.6e-05 | -0.000162 | -0.000172 | -0.000231 | -0.000165 | 0 | 0.000196 | 0.00058 | 0.000982 | 0.001258 | 0.00154 | 0.001684 | 0.001891 | 0.002029 | 0.00232 | 0.002521
-0.012947 | -0.010962 | -0.009542 | -0.008735 | -0.008083 | -0.007514 | -0.006962 | -0.006366 | -0.005815 | -0.005046 | -0.004287 | -0.003695 | -0.00319 | -0.002638 | -0.002117 | -0.001549 | -0.001028 | -0.000545 | -0.000275 | -0.000105 | -0.000168 | -0.000191 | -0.000221 | -0.000228 | -0.000182 | 0 | 0.000197 | 0.000559 | 0.000941 | 0.001226 | 0.001474 | 0.001596 | 0.001835 | 0.001952 | 0.002264 | 0.002279
-0.012772 | -0.010818 | -0.009414 | -0.008591 | -0.007952 | -0.007362 | -0.006832 | -0.006263 | -0.005729 | -0.005017 | -0.004256 | -0.003676 | -0.003194 | -0.002684 | -0.002163 | -0.0016 | -0.001114 | -0.000669 | -0.00036 | -0.000165 | -0.000173 | -0.000208 | -0.000223 | -0.00024 | -0.000153 | 0 | 0.000205 | 0.000558 | 0.000951 | 0.001204 | 0.00147 | 0.001564 | 0.001792 | 0.001937 | 0.002241 | 0.002158
-0.012616 | -0.01069 | -0.009301 | -0.008495 | -0.007834 | -0.007275 | -0.006728 | -0.006173 | -0.005622 | -0.004896 | -0.004151 | -0.003607 | -0.003143 | -0.002656 | -0.002171 | -0.001605 | -0.001119 | -0.000684 | -0.000387 | -0.000207 | -0.000257 | -0.000243 | -0.00022 | -0.000213 | -0.000125 | 0 | 0.000208 | 0.000578 | 0.000934 | 0.001216 | 0.001481 | 0.001586 | 0.001802 | 0.001974 | 0.002217 | 0.002258
-0.012476 | -0.010581 | -0.009209 | -0.008392 | -0.007785 | -0.007214 | -0.006714 | -0.006124 | -0.005575 | -0.004851 | -0.00411 | -0.003549 | -0.003091 | -0.002649 | -0.002154 | -0.001633 | -0.00116 | -0.000702 | -0.000452 | -0.000288 | -0.000282 | -0.000261 | -0.000209 | -0.000213 | -0.00015 | 0 | 0.000206 | 0.000547 | 0.000931 | 0.001215 | 0.001447 | 0.001536 | 0.001749 | 0.001911 | 0.002173 | 0.002171
-0.012333 | -0.010461 | -0.009101 | -0.008332 | -0.00769 | -0.007156 | -0.006609 | -0.006056 | -0.005525 | -0.004806 | -0.004097 | -0.003552 | -0.003117 | -0.00261 | -0.002166 | -0.00164 | -0.00121 | -0.000763 | -0.000478 | -0.00026 | -0.000232 | -0.00023 | -0.000205 | -0.000176 | -0.000128 | 0 | 0.000229 | 0.000558 | 0.000952 | 0.001188 | 0.001436 | 0.001541 | 0.001728 | 0.001903 | 0.002211 | 0.002302
-0.012205 | -0.010351 | -0.00902 | -0.008252 | -0.007638 | -0.007075 | -0.006547 | -0.005996 | -0.005487 | -0.004806 | -0.004063 | -0.003501 | -0.00313 | -0.002648 | -0.00218 | -0.001648 | -0.00124 | -0.000744 | -0.000468 | -0.000289 | -0.000257 | -0.000273 | -0.000231 | -0.000218 | -0.000145 | 0 | 0.000217 | 0.000554 | 0.000911 | 0.001188 | 0.001403 | 0.001524 | 0.001721 | 0.001931 | 0.002183 | 0.002198
-0.012172 | -0.010344 | -0.009023 | -0.008243 | -0.007651 | -0.007073 | -0.006581 | -0.006057 | -0.005521 | -0.004831 | -0.004149 | -0.003596 | -0.003175 | -0.002722 | -0.002248 | -0.001735 | -0.001317 | -0.000887 | -0.000588 | -0.000411 | -0.000364 | -0.000354 | -0.000272 | -0.000272 | -0.000204 | 0 | 0.000182 | 0.000504 | 0.000886 | 0.001113 | 0.001343 | 0.001464 | 0.001657 | 0.001819 | 0.002103 | 0.002204
-0.012062 | -0.010245 | -0.008953 | -0.008187 | -0.007571 | -0.007045 | -0.006516 | -0.005991 | -0.005506 | -0.004784 | -0.004088 | -0.00357 | -0.003158 | -0.002696 | -0.002244 | -0.001774 | -0.001346 | -0.000918 | -0.000615 | -0.000434 | -0.000397 | -0.000361 | -0.000277 | -0.000216 | -0.00017 | 0 | 0.000209 | 0.00053 | 0.000887 | 0.001092 | 0.001363 | 0.001454 | 0.001659 | 0.001841 | 0.002124 | 0.002203
-0.012047 | -0.01024 | -0.008941 | -0.008178 | -0.007584 | -0.007042 | -0.00655 | -0.006032 | -0.005544 | -0.004851 | -0.004173 | -0.003639 | -0.003264 | -0.002825 | -0.002374 | -0.0019 | -0.001463 | -0.001025 | -0.000733 | -0.000555 | -0.000449 | -0.000393 | -0.000299 | -0.000255 | -0.000152 | 0 | 0.000219 | 0.000549 | 0.000887 | 0.00112 | 0.001369 | 0.00146 | 0.001691 | 0.001831 | 0.002119 | 0.002213
-0.012116 | -0.010352 | -0.009081 | -0.008336 | -0.007732 | -0.007167 | -0.006667 | -0.00617 | -0.00565 | -0.004975 | -0.004282 | -0.003771 | -0.003374 | -0.002973 | -0.002515 | -0.002036 | -0.001637 | -0.001205 | -0.000896 | -0.000658 | -0.000548 | -0.000479 | -0.000393 | -0.000294 | -0.000174 | 0 | 0.00018 | 0.000478 | 0.000821 | 0.001084 | 0.001298 | 0.001388 | 0.001571 | 0.001764 | 0.00208 | 0.00208
-0.012171 | -0.010386 | -0.009114 | -0.008343 | -0.007756 | -0.007203 | -0.006708 | -0.006189 | -0.005713 | -0.005047 | -0.004385 | -0.003867 | -0.003469 | -0.003053 | -0.002616 | -0.002148 | -0.001745 | -0.001316 | -0.00099 | -0.000746 | -0.000613 | -0.000519 | -0.000402 | -0.00029 | -0.000174 | 0 | 0.000226 | 0.000513 | 0.000857 | 0.001057 | 0.001297 | 0.001452 | 0.001635 | 0.001816 | 0.00206 | 0.002046
-0.012337 | -0.010544 | -0.009234 | -0.008465 | -0.007839 | -0.007308 | -0.006821 | -0.00628 | -0.005767 | -0.005116 | -0.004474 | -0.00394 | -0.003555 | -0.003115 | -0.002704 | -0.00225 | -0.001843 | -0.001421 | -0.001109 | -0.000836 | -0.000686 | -0.000559 | -0.000392 | -0.000309 | -0.000174 | 0 | 0.000188 | 0.0005 | 0.000853 | 0.001052 | 0.00127 | 0.001375 | 0.001593 | 0.001746 | 0.002038 | 0.002144
-0.012262 | -0.010475 | -0.009213 | -0.008457 | -0.007879 | -0.007326 | -0.006815 | -0.006315 | -0.00583 | -0.005172 | -0.004506 | -0.004014 | -0.003631 | -0.003227 | -0.0028 | -0.002344 | -0.001946 | -0.001506 | -0.001186 | -0.000903 | -0.00076 | -0.000587 | -0.00041 | -0.000294 | -0.00014 | 0 | 0.000214 | 0.000525 | 0.000901 | 0.001055 | 0.001305 | 0.00139 | 0.001599 | 0.001763 | 0.002001 | 0.002044
-0.012426 | -0.01064 | -0.009356 | -0.008572 | -0.007984 | -0.007424 | -0.006912 | -0.00642 | -0.005952 | -0.005285 | -0.00463 | -0.004126 | -0.003771 | -0.003342 | -0.002955 | -0.002512 | -0.002084 | -0.00167 | -0.001308 | -0.001053 | -0.000837 | -0.000681 | -0.000444 | -0.000339 | -0.000137 | 0 | 0.000181 | 0.00051 | 0.000809 | 0.001022 | 0.001213 | 0.00134 | 0.001563 | 0.001692 | 0.00199 | 0.001975
-0.012387 | -0.010619 | -0.009353 | -0.008581 | -0.007998 | -0.007487 | -0.006981 | -0.006464 | -0.006004 | -0.005385 | -0.004724 | -0.00423 | -0.003884 | -0.003456 | -0.003076 | -0.002657 | -0.002288 | -0.001822 | -0.001492 | -0.001184 | -0.000951 | -0.000763 | -0.000552 | -0.000385 | -0.000244 | 0 | 0.00012 | 0.000419 | 0.000769 | 0.000914 | 0.001142 | 0.001256 | 0.001456 | 0.001583 | 0.00183 | 0.002006
-0.012326 | -0.010568 | -0.009286 | -0.008518 | -0.007944 | -0.0074 | -0.006914 | -0.006418 | -0.005968 | -0.005364 | -0.004718 | -0.0042 | -0.003878 | -0.003514 | -0.003079 | -0.002687 | -0.002309 | -0.001884 | -0.001568 | -0.001212 | -0.000989 | -0.00078 | -0.000536 | -0.000348 | -0.000183 | 0 | 0.000191 | 0.000467 | 0.000733 | 0.000915 | 0.001137 | 0.001211 | 0.001394 | 0.001538 | 0.001784 | 0.001864
-0.012169 | -0.010422 | -0.009184 | -0.008427 | -0.007824 | -0.007316 | -0.006837 | -0.006359 | -0.005908 | -0.005308 | -0.004684 | -0.004187 | -0.003888 | -0.00349 | -0.003101 | -0.002708 | -0.002335 | -0.001944 | -0.001597 | -0.001228 | -0.000993 | -0.000791 | -0.000508 | -0.000331 | -0.000125 | 0 | 0.000172 | 0.000431 | 0.000729 | 0.000862 | 0.001064 | 0.00118 | 0.001408 | 0.001487 | 0.001724 | 0.001632
-0.011959 | -0.010258 | -0.009049 | -0.008314 | -0.007696 | -0.007189 | -0.00673 | -0.006272 | -0.005864 | -0.005248 | -0.004636 | -0.004192 | -0.003871 | -0.003511 | -0.003142 | -0.002734 | -0.002346 | -0.001981 | -0.001669 | -0.001297 | -0.00105 | -0.000824 | -0.000527 | -0.000375 | -0.000173 | 0 | 0.000123 | 0.000393 | 0.000696 | 0.000814 | 0.00098 | 0.001092 | 0.001288 | 0.001346 | 0.001561 | 0.001602
-0.011736 | -0.010052 | -0.008848 | -0.008142 | -0.007584 | -0.007095 | -0.006617 | -0.006143 | -0.005768 | -0.005164 | -0.004593 | -0.004109 | -0.003828 | -0.003483 | -0.003106 | -0.00272 | -0.002384 | -0.001935 | -0.001661 | -0.001254 | -0.001013 | -0.000795 | -0.000511 | -0.000334 | -0.000143 | 0 | 0.000128 | 0.000402 | 0.000664 | 0.000769 | 0.000946 | 0.001029 | 0.001196 | 0.001286 | 0.001522 | 0.001536
-0.011563 | -0.009907 | -0.008737 | -0.008009 | -0.007452 | -0.006976 | -0.006478 | -0.006027 | -0.005624 | -0.00507 | -0.004501 | -0.003999 | -0.003739 | -0.003377 | -0.002994 | -0.002648 | -0.002304 | -0.001887 | -0.001594 | -0.001266 | -0.000984 | -0.000769 | -0.00048 | -0.000286 | -0.000115 | 0 | 0.000155 | 0.000419 | 0.000609 | 0.000707 | 0.000906 | 0.000962 | 0.001161 | 0.00121 | 0.001432 | 0.001502
-0.011412 | -0.009767 | -0.008618 | -0.007909 | -0.007313 | -0.006855 | -0.006389 | -0.005919 | -0.00555 | -0.004987 | -0.004375 | -0.003943 | -0.003679 | -0.003325 | -0.002977 | -0.002598 | -0.002246 | -0.001852 | -0.001591 | -0.001233 | -0.000984 | -0.000751 | -0.000454 | -0.000281 | -0.000131 | 0 | 0.000131 | 0.00034 | 0.000586 | 0.00068 | 0.0008 | 0.000916 | 0.001043 | 0.001126 | 0.001334 | 0.001468
-0.011064 | -0.009445 | -0.008305 | -0.007625 | -0.007074 | -0.006627 | -0.006159 | -0.005697 | -0.005371 | -0.004777 | -0.004199 | -0.003765 | -0.003566 | -0.003162 | -0.002816 | -0.002467 | -0.002161 | -0.001782 | -0.001492 | -0.001133 | -0.000904 | -0.000679 | -0.00041 | -0.000254 | -8.8e-05 | 0 | 0.000166 | 0.000425 | 0.000592 | 0.000706 | 0.000872 | 0.000906 | 0.001049 | 0.001125 | 0.00135 | 0.001266
-0.01079 | -0.009215 | -0.008093 | -0.007423 | -0.006883 | -0.006415 | -0.006019 | -0.005566 | -0.005214 | -0.004646 | -0.004082 | -0.003622 | -0.003417 | -0.003051 | -0.002758 | -0.002414 | -0.002087 | -0.001722 | -0.001447 | -0.001111 | -0.000881 | -0.000714 | -0.000449 | -0.000306 | -0.000149 | 0 | 0.000145 | 0.000301 | 0.000592 | 0.000634 | 0.000789 | 0.00092 | 0.001052 | 0.001097 | 0.001335 | 0.001253
-0.010638 | -0.009083 | -0.008019 | -0.007299 | -0.006801 | -0.006331 | -0.005898 | -0.00547 | -0.005161 | -0.004625 | -0.004074 | -0.003611 | -0.003406 | -0.003018 | -0.002693 | -0.002368 | -0.002062 | -0.001667 | -0.001455 | -0.001127 | -0.000907 | -0.00071 | -0.00046 | -0.00029 | -0.000149 | 0 | 0.000123 | 0.000377 | 0.000532 | 0.000662 | 0.00084 | 0.000891 | 0.00102 | 0.001138 | 0.001289 | 0.001378
-0.010531 | -0.009015 | -0.007943 | -0.007255 | -0.00673 | -0.006306 | -0.005889 | -0.005409 | -0.00516 | -0.004601 | -0.004047 | -0.003612 | -0.003418 | -0.003033 | -0.00274 | -0.002411 | -0.002066 | -0.001677 | -0.001404 | -0.001142 | -0.000871 | -0.000662 | -0.000402 | -0.000342 | -0.000141 | 0 | 0.000115 | 0.000378 | 0.000624 | 0.000764 | 0.000885 | 0.000888 | 0.001126 | 0.001104 | 0.001394 | 0.001303
-0.010587 | -0.009046 | -0.007968 | -0.007326 | -0.006806 | -0.006306 | -0.005925 | -0.005447 | -0.005141 | -0.004627 | -0.004062 | -0.003665 | -0.003386 | -0.003089 | -0.00277 | -0.002436 | -0.002089 | -0.001636 | -0.001472 | -0.001149 | -0.000953 | -0.000725 | -0.000479 | -0.000318 | -0.00016 | 0 | 0.000154 | 0.000396 | 0.000642 | 0.000748 | 0.000878 | 0.001003 | 0.001149 | 0.001203 | 0.001416 | 0.001387
-0.010868 | -0.009284 | -0.008167 | -0.007481 | -0.00695 | -0.006447 | -0.006047 | -0.005556 | -0.005246 | -0.004748 | -0.004183 | -0.003706 | -0.003538 | -0.003158 | -0.002875 | -0.00251 | -0.002161 | -0.001745 | -0.001516 | -0.001137 | -0.000986 | -0.000783 | -0.000459 | -0.000318 | -0.00019 | 0 | 0.000221 | 0.000433 | 0.000694 | 0.000868 | 0.000993 | 0.000984 | 0.001207 | 0.001262 | 0.001499 | 0.001236
-0.01099 | -0.009398 | -0.008288 | -0.007635 | -0.007021 | -0.006614 | -0.006136 | -0.005742 | -0.005433 | -0.004898 | -0.004371 | -0.003872 | -0.003686 | -0.003294 | -0.003032 | -0.002656 | -0.002343 | -0.001923 | -0.001639 | -0.001275 | -0.001067 | -0.000829 | -0.00057 | -0.000409 | -0.000246 | 0 | 6.2e-05 | 0.000424 | 0.000685 | 0.000752 | 0.000934 | 0.000989 | 0.001248 | 0.001271 | 0.001468 | 0.00168
-0.011245 | -0.009598 | -0.008481 | -0.007759 | -0.007195 | -0.006752 | -0.006308 | -0.005843 | -0.005574 | -0.005018 | -0.004504 | -0.004025 | -0.003817 | -0.003396 | -0.003107 | -0.002726 | -0.002412 | -0.001997 | -0.001747 | -0.001325 | -0.001105 | -0.000784 | -0.000505 | -0.000303 | -0.000162 | 0 | 0.000207 | 0.000522 | 0.000819 | 0.00087 | 0.001073 | 0.001165 | 0.001314 | 0.001306 | 0.001573 | 0.001569

## ACS193_CC_tcarray
-0.018815 | -0.017093 | -0.014691 | -0.012942 | -0.012608 | -0.01167 | -0.010211 | -0.009566 | -0.009628 | -0.007814 | -0.007198 | -0.006058 | -0.0058 | -0.003163 | -0.003665 | -0.003168 | -0.003381 | -0.00209 | -0.001713 | -0.001192 | -0.001186 | -0.001141 | -0.0013 | -0.001313 | -0.001436 | 0 | 6e-06 | -1.3e-05 | -0.000414 | 0.000614 | -0.000337 | 0.000733 | 0.000958 | 0.000388 | 0.000136 | 0.002086
-0.018367 | -0.015654 | -0.013841 | -0.012188 | -0.011564 | -0.010726 | -0.009492 | -0.009153 | -0.008248 | -0.007126 | -0.006714 | -0.005749 | -0.004504 | -0.002529 | -0.003193 | -0.002747 | -0.002279 | -0.001171 | -0.000943 | -0.000882 | -0.001267 | -0.000243 | -0.001606 | -0.000719 | -0.00056 | 0 | 0.000452 | 0.000926 | 0.000911 | 0.000987 | 0.001897 | 0.002046 | 0.002749 | 0.002616 | 0.002842 | 0.000675
-0.021045 | -0.018311 | -0.01639 | -0.01426 | -0.013827 | -0.013019 | -0.011538 | -0.010821 | -0.010248 | -0.00857 | -0.007598 | -0.006588 | -0.005644 | -0.004014 | -0.003804 | -0.00324 | -0.002802 | -0.002249 | -0.001831 | -0.001687 | -0.001674 | -0.000624 | -0.001519 | -0.000881 | -0.000627 | 0 | 0.000243 | 0.001239 | 0.00106 | 0.001884 | 0.001808 | 0.002977 | 0.003138 | 0.002755 | 0.00339 | 0.003607
-0.021486 | -0.01867 | -0.016066 | -0.014604 | -0.013455 | -0.012747 | -0.011618 | -0.010572 | -0.010646 | -0.008859 | -0.007945 | -0.006655 | -0.00573 | -0.003867 | -0.00376 | -0.003519 | -0.003094 | -0.002147 | -0.001966 | -0.00139 | -0.001362 | -0.001013 | -0.001317 | -0.001256 | -0.000629 | 0 | 0.000566 | 0.001188 | 0.001371 | 0.002133 | 0.00228 | 0.003519 | 0.003823 | 0.004026 | 0.004125 | 0.002359
-0.020654 | -0.018528 | -0.016826 | -0.015146 | -0.014726 | -0.013895 | -0.012541 | -0.011774 | -0.010827 | -0.009874 | -0.008972 | -0.007257 | -0.006062 | -0.004107 | -0.004272 | -0.003579 | -0.003288 | -0.002752 | -0.002138 | -0.002059 | -0.00213 | -0.001508 | -0.002047 | -0.001595 | -0.001085 | 0 | 0.000445 | 0.00122 | 0.001387 | 0.001706 | 0.002416 | 0.003361 | 0.004167 | 0.003886 | 0.004003 | 0.00259
-0.020167 | -0.017934 | -0.016087 | -0.014871 | -0.014427 | -0.013534 | -0.01254 | -0.011043 | -0.010628 | -0.009313 | -0.008265 | -0.007004 | -0.006024 | -0.004015 | -0.003755 | -0.003425 | -0.00303 | -0.002413 | -0.002099 | -0.001998 | -0.001492 | -0.001113 | -0.002171 | -0.001479 | -0.000933 | 0 | 0.000412 | 0.001151 | 0.001163 | 0.002362 | 0.003102 | 0.004052 | 0.004368 | 0.005005 | 0.005256 | 0.005372
-0.019563 | -0.017323 | -0.015601 | -0.014456 | -0.013841 | -0.013041 | -0.011983 | -0.011266 | -0.010806 | -0.009271 | -0.008464 | -0.007036 | -0.005837 | -0.004255 | -0.004175 | -0.003276 | -0.003035 | -0.002265 | -0.001666 | -0.001406 | -0.00147 | -0.001272 | -0.001565 | -0.001381 | -0.000796 | 0 | 0.000496 | 0.001492 | 0.002038 | 0.00247 | 0.002888 | 0.004125 | 0.004842 | 0.004477 | 0.005062 | 0.003933
-0.018567 | -0.016429 | -0.014719 | -0.013475 | -0.012808 | -0.012271 | -0.010891 | -0.010239 | -0.009429 | -0.00872 | -0.007616 | -0.006393 | -0.005097 | -0.003703 | -0.003476 | -0.003103 | -0.002597 | -0.002226 | -0.001838 | -0.001948 | -0.001644 | -0.001356 | -0.001794 | -0.001422 | -0.000652 | 0 | 0.000243 | 0.001379 | 0.001791 | 0.002393 | 0.002981 | 0.003755 | 0.004669 | 0.005047 | 0.004989 | 0.00382
-0.016359 | -0.01459 | -0.013244 | -0.012378 | -0.011965 | -0.01119 | -0.010242 | -0.009244 | -0.008957 | -0.007662 | -0.00671 | -0.005534 | -0.004782 | -0.003116 | -0.002692 | -0.00258 | -0.002378 | -0.001804 | -0.001629 | -0.001254 | -0.001009 | -0.001036 | -0.001368 | -0.001225 | -0.000604 | 0 | 0.000574 | 0.001409 | 0.00199 | 0.00259 | 0.003179 | 0.004115 | 0.004577 | 0.004981 | 0.005257 | 0.004762
-0.015413 | -0.013594 | -0.012052 | -0.011091 | -0.010526 | -0.009995 | -0.008986 | -0.008289 | -0.007957 | -0.007059 | -0.006246 | -0.004975 | -0.004014 | -0.002899 | -0.002671 | -0.00217 | -0.002018 | -0.001642 | -0.001527 | -0.001224 | -0.001291 | -0.000975 | -0.001526 | -0.00107 | -0.000944 | 0 | 0.000436 | 0.001295 | 0.00148 | 0.001997 | 0.002871 | 0.003641 | 0.004433 | 0.004816 | 0.004843 | 0.003521
-0.015521 | -0.013787 | -0.012556 | -0.011551 | -0.010911 | -0.010276 | -0.00914 | -0.008481 | -0.0079 | -0.007067 | -0.006228 | -0.005133 | -0.004167 | -0.003015 | -0.002845 | -0.002359 | -0.002077 | -0.00174 | -0.001487 | -0.001395 | -0.001174 | -0.00083 | -0.001312 | -0.000943 | -0.000358 | 0 | 0.000726 | 0.001142 | 0.001553 | 0.002332 | 0.00251 | 0.003357 | 0.003817 | 0.004266 | 0.004345 | 0.004286
-0.013846 | -0.012648 | -0.011464 | -0.010618 | -0.010251 | -0.009594 | -0.008762 | -0.008015 | -0.00748 | -0.006531 | -0.005596 | -0.004743 | -0.003936 | -0.002888 | -0.002511 | -0.00212 | -0.002034 | -0.001666 | -0.001385 | -0.001059 | -0.001196 | -0.000847 | -0.001192 | -0.001046 | -0.000694 | 0 | 0.000324 | 0.000988 | 0.001455 | 0.002002 | 0.002702 | 0.003318 | 0.003637 | 0.003813 | 0.004096 | 0.004127
-0.013214 | -0.011832 | -0.010541 | -0.009573 | -0.008907 | -0.008343 | -0.007436 | -0.006863 | -0.006539 | -0.005677 | -0.005083 | -0.004065 | -0.003373 | -0.002393 | -0.002409 | -0.001957 | -0.001648 | -0.001421 | -0.001276 | -0.001043 | -0.00093 | -0.000865 | -0.001056 | -0.000773 | -0.000612 | 0 | 0.000353 | 0.001018 | 0.001291 | 0.001611 | 0.001938 | 0.002589 | 0.003285 | 0.003451 | 0.00363 | 0.002524
-0.013302 | -0.012086 | -0.010851 | -0.009824 | -0.009296 | -0.008607 | -0.007604 | -0.007057 | -0.00644 | -0.005846 | -0.005078 | -0.004379 | -0.003669 | -0.002838 | -0.002565 | -0.002391 | -0.002151 | -0.001827 | -0.001547 | -0.001408 | -0.001137 | -0.000962 | -0.001066 | -0.000888 | -0.000258 | 0 | 0.000283 | 0.000949 | 0.001045 | 0.00169 | 0.002034 | 0.002276 | 0.002625 | 0.002836 | 0.002902 | 0.002153
-0.012118 | -0.011273 | -0.010133 | -0.009173 | -0.00858 | -0.008045 | -0.007237 | -0.006647 | -0.006433 | -0.005512 | -0.00487 | -0.004191 | -0.003701 | -0.003091 | -0.00284 | -0.002529 | -0.0023 | -0.001981 | -0.001688 | -0.001447 | -0.001244 | -0.001046 | -0.001016 | -0.000788 | -0.000597 | 0 | 0.00036 | 0.000767 | 0.000784 | 0.001143 | 0.001496 | 0.001996 | 0.002006 | 0.002187 | 0.002469 | 0.00213
-0.012506 | -0.011558 | -0.010434 | -0.009384 | -0.00864 | -0.008063 | -0.007174 | -0.006737 | -0.006368 | -0.005789 | -0.005081 | -0.004435 | -0.004043 | -0.003407 | -0.00335 | -0.002927 | -0.002641 | -0.00234 | -0.002012 | -0.001694 | -0.001406 | -0.001133 | -0.001064 | -0.000759 | -0.000433 | 0 | 0.000148 | 0.000518 | 0.000637 | 0.000748 | 0.001087 | 0.001345 | 0.001699 | 0.001823 | 0.001763 | 0.001074
-0.01205 | -0.011355 | -0.010419 | -0.009345 | -0.008709 | -0.008141 | -0.007268 | -0.006633 | -0.006192 | -0.005621 | -0.005066 | -0.004704 | -0.004352 | -0.003847 | -0.003628 | -0.003337 | -0.003089 | -0.00276 | -0.002367 | -0.002029 | -0.001665 | -0.001145 | -0.000959 | -0.000707 | -0.000238 | 0 | 0.00021 | 0.000437 | 0.00047 | 0.000808 | 0.001007 | 0.001147 | 0.001213 | 0.001214 | 0.001386 | 0.00155
-0.011327 | -0.010688 | -0.00962 | -0.008782 | -0.008267 | -0.007559 | -0.00701 | -0.006383 | -0.006202 | -0.005532 | -0.005031 | -0.004561 | -0.004353 | -0.003924 | -0.003845 | -0.003515 | -0.003198 | -0.002887 | -0.002406 | -0.001926 | -0.001621 | -0.001271 | -0.000977 | -0.000655 | -0.000412 | 0 | 0.000203 | 0.000489 | 0.000362 | 0.000515 | 0.000676 | 0.000863 | 0.000792 | 0.000919 | 0.001085 | 0.000827
-0.010896 | -0.010823 | -0.010016 | -0.008852 | -0.008091 | -0.007533 | -0.006751 | -0.006321 | -0.005959 | -0.005627 | -0.005185 | -0.00487 | -0.004738 | -0.004546 | -0.004509 | -0.004164 | -0.003862 | -0.00344 | -0.003011 | -0.002665 | -0.002031 | -0.001417 | -0.001069 | -0.000658 | -0.00029 | 0 | -1.3e-05 | 0.000194 | 0.000136 | 0.000218 | 0.000134 | 0.0001 | 0.000277 | 0.000323 | 0.000353 | 0.00047
-0.011321 | -0.010955 | -0.010257 | -0.009256 | -0.008653 | -0.007889 | -0.007293 | -0.006677 | -0.006305 | -0.00562 | -0.00518 | -0.004952 | -0.004781 | -0.004658 | -0.004471 | -0.004159 | -0.00387 | -0.00354 | -0.003003 | -0.00255 | -0.002064 | -0.001381 | -0.00091 | -0.000574 | -0.000247 | 0 | 5e-05 | 0.000274 | 0.000192 | 0.000282 | 0.00029 | 0.000218 | 9.3e-05 | 1.2e-05 | 0.00027 | 0.000303
-0.010102 | -0.009993 | -0.00916 | -0.008308 | -0.007678 | -0.007168 | -0.006728 | -0.006305 | -0.006062 | -0.00561 | -0.005316 | -0.005065 | -0.005153 | -0.00497 | -0.004911 | -0.004584 | -0.004263 | -0.003729 | -0.003247 | -0.002644 | -0.002129 | -0.001479 | -0.000962 | -0.000571 | -0.000342 | 0 | 0.000165 | 0.000189 | -2.6e-05 | -1.8e-05 | -0.000157 | -0.000108 | -0.000382 | -0.000315 | -9.4e-05 | -0.000163
-0.010694 | -0.010806 | -0.010104 | -0.00894 | -0.008269 | -0.007603 | -0.006965 | -0.006556 | -0.006073 | -0.005831 | -0.005537 | -0.005371 | -0.005539 | -0.005438 | -0.005328 | -0.00499 | -0.004665 | -0.004268 | -0.003692 | -0.003222 | -0.002462 | -0.001679 | -0.001095 | -0.000529 | -0.000306 | 0 | -0.000237 | -0.000127 | -0.00034 | -0.000367 | -0.000486 | -0.000773 | -0.000745 | -0.000918 | -0.000713 | -0.000661
-0.010384 | -0.010728 | -0.00998 | -0.008868 | -0.008216 | -0.007574 | -0.007142 | -0.006542 | -0.006286 | -0.005825 | -0.00561 | -0.005548 | -0.005703 | -0.005742 | -0.00559 | -0.005332 | -0.004994 | -0.004461 | -0.00387 | -0.003247 | -0.002541 | -0.001626 | -0.001037 | -0.000582 | -0.00023 | 0 | -5.6e-05 | -7.5e-05 | -0.000304 | -0.000357 | -0.000532 | -0.000743 | -0.001102 | -0.001173 | -0.000976 | -0.000852
-0.010001 | -0.010107 | -0.009327 | -0.008353 | -0.007694 | -0.007101 | -0.006706 | -0.006303 | -0.005996 | -0.005705 | -0.005438 | -0.005381 | -0.005547 | -0.005607 | -0.005546 | -0.005311 | -0.004973 | -0.004394 | -0.003876 | -0.003223 | -0.00254 | -0.001742 | -0.001005 | -0.000425 | -0.000303 | 0 | -9e-06 | -7e-05 | -0.000353 | -0.000589 | -0.000818 | -0.000985 | -0.001251 | -0.001261 | -0.001162 | -0.00113
-0.010122 | -0.010388 | -0.009766 | -0.008607 | -0.007922 | -0.007324 | -0.006744 | -0.006282 | -0.005953 | -0.005672 | -0.005511 | -0.005468 | -0.005727 | -0.005757 | -0.005729 | -0.005399 | -0.005071 | -0.004703 | -0.004021 | -0.003541 | -0.002662 | -0.001875 | -0.001007 | -0.000454 | -0.000171 | 0 | -0.000182 | -0.000316 | -0.0006 | -0.000682 | -0.000945 | -0.001359 | -0.001595 | -0.001757 | -0.001531 | -0.001414
-0.009421 | -0.009795 | -0.009224 | -0.008278 | -0.007687 | -0.007047 | -0.006692 | -0.006204 | -0.005908 | -0.005553 | -0.005345 | -0.005453 | -0.005709 | -0.005842 | -0.005774 | -0.005555 | -0.005239 | -0.004648 | -0.004109 | -0.003458 | -0.00276 | -0.001803 | -0.001068 | -0.000523 | -0.000331 | 0 | -0.000104 | -0.000342 | -0.000625 | -0.000774 | -0.001123 | -0.001412 | -0.001798 | -0.001896 | -0.001796 | -0.001432
-0.009111 | -0.009428 | -0.008814 | -0.007815 | -0.007144 | -0.006653 | -0.006265 | -0.005867 | -0.005587 | -0.005383 | -0.005195 | -0.005192 | -0.005539 | -0.005665 | -0.005681 | -0.005349 | -0.005083 | -0.004573 | -0.003977 | -0.003434 | -0.002627 | -0.001768 | -0.000887 | -0.000338 | -0.000145 | 0 | -0.000156 | -0.000241 | -0.000652 | -0.000886 | -0.001213 | -0.001521 | -0.001794 | -0.001986 | -0.001772 | -0.001983
-0.009592 | -0.009922 | -0.00932 | -0.00823 | -0.007585 | -0.006999 | -0.006635 | -0.00618 | -0.00585 | -0.005607 | -0.005499 | -0.005519 | -0.005785 | -0.00596 | -0.005852 | -0.005627 | -0.005242 | -0.004798 | -0.004193 | -0.003608 | -0.002722 | -0.001829 | -0.000918 | -0.000347 | -0.000114 | 0 | -0.000235 | -0.000474 | -0.000757 | -0.000876 | -0.00126 | -0.001725 | -0.002119 | -0.002271 | -0.002123 | -0.00184
-0.00882 | -0.009155 | -0.008564 | -0.007669 | -0.007046 | -0.006504 | -0.006171 | -0.005752 | -0.005555 | -0.005166 | -0.005047 | -0.005127 | -0.005463 | -0.005613 | -0.005614 | -0.005342 | -0.005119 | -0.004568 | -0.004008 | -0.003409 | -0.002677 | -0.001716 | -0.000962 | -0.000437 | -0.000253 | 0 | -0.000234 | -0.000401 | -0.000771 | -0.00108 | -0.001461 | -0.001716 | -0.00217 | -0.002448 | -0.002217 | -0.002068
-0.008894 | -0.009164 | -0.008525 | -0.007516 | -0.00686 | -0.006372 | -0.005992 | -0.005633 | -0.005342 | -0.0052 | -0.005008 | -0.005102 | -0.005442 | -0.005592 | -0.005583 | -0.005275 | -0.005029 | -0.004549 | -0.003997 | -0.003431 | -0.002602 | -0.001766 | -0.000851 | -0.000269 | -0.000158 | 0 | -0.000199 | -0.00046 | -0.00082 | -0.001076 | -0.001487 | -0.001912 | -0.002238 | -0.00233 | -0.002196 | -0.002129
-0.008597 | -0.008825 | -0.008211 | -0.00725 | -0.006682 | -0.006159 | -0.005875 | -0.005419 | -0.005179 | -0.004952 | -0.004805 | -0.004829 | -0.005125 | -0.005298 | -0.005281 | -0.005069 | -0.004798 | -0.004371 | -0.003815 | -0.003276 | -0.002467 | -0.00156 | -0.000793 | -0.000294 | -0.000136 | 0 | -0.000279 | -0.00057 | -0.000842 | -0.001009 | -0.001448 | -0.001917 | -0.002244 | -0.00254 | -0.002411 | -0.002202
-0.007726 | -0.007956 | -0.007378 | -0.006553 | -0.006021 | -0.005549 | -0.005276 | -0.00493 | -0.004707 | -0.004486 | -0.004311 | -0.004423 | -0.004822 | -0.00495 | -0.004988 | -0.004804 | -0.00459 | -0.004095 | -0.003633 | -0.003073 | -0.002415 | -0.001568 | -0.000807 | -0.0003 | -0.000153 | 0 | -0.000134 | -0.000422 | -0.000821 | -0.001132 | -0.001509 | -0.001785 | -0.002269 | -0.002408 | -0.002279 | -0.002571
-0.007696 | -0.007793 | -0.007229 | -0.006356 | -0.005793 | -0.005391 | -0.005057 | -0.004736 | -0.004513 | -0.004357 | -0.004217 | -0.004296 | -0.004568 | -0.00471 | -0.004741 | -0.00454 | -0.004367 | -0.003988 | -0.003514 | -0.003022 | -0.002258 | -0.001482 | -0.000684 | -0.000202 | -7.8e-05 | 0 | -0.000307 | -0.000593 | -0.000907 | -0.001182 | -0.00153 | -0.001972 | -0.002247 | -0.002462 | -0.002268 | -0.002124
-0.007279 | -0.00743 | -0.006861 | -0.006043 | -0.005522 | -0.005105 | -0.004829 | -0.004444 | -0.00424 | -0.003993 | -0.00395 | -0.003942 | -0.004249 | -0.004379 | -0.004398 | -0.004231 | -0.004003 | -0.003668 | -0.003224 | -0.002767 | -0.002099 | -0.00134 | -0.000689 | -0.000297 | -0.000133 | 0 | -0.000303 | -0.000596 | -0.00094 | -0.001142 | -0.001546 | -0.001985 | -0.002321 | -0.002546 | -0.002479 | -0.00234
-0.006412 | -0.006423 | -0.005845 | -0.005144 | -0.004685 | -0.004331 | -0.004098 | -0.003824 | -0.003669 | -0.003515 | -0.003345 | -0.003485 | -0.00375 | -0.003891 | -0.003987 | -0.003803 | -0.003671 | -0.003302 | -0.002952 | -0.002485 | -0.001953 | -0.001203 | -0.000585 | -0.000169 | -0.000107 | 0 | -0.000208 | -0.000494 | -0.000816 | -0.001184 | -0.001532 | -0.001745 | -0.002204 | -0.002326 | -0.002226 | -0.002263
-0.006447 | -0.00637 | -0.005746 | -0.004965 | -0.004517 | -0.004164 | -0.003905 | -0.003607 | -0.003405 | -0.003239 | -0.003145 | -0.003171 | -0.003375 | -0.003489 | -0.003529 | -0.003417 | -0.003291 | -0.003059 | -0.00265 | -0.002294 | -0.001648 | -0.00107 | -0.000432 | -5.2e-05 | 9e-06 | 0 | -0.000254 | -0.00053 | -0.000844 | -0.001114 | -0.001426 | -0.001864 | -0.002066 | -0.002254 | -0.002187 | -0.002232
-0.005761 | -0.005691 | -0.005131 | -0.004457 | -0.004028 | -0.003684 | -0.003471 | -0.003141 | -0.002987 | -0.002827 | -0.002754 | -0.002749 | -0.002945 | -0.003051 | -0.003128 | -0.003036 | -0.002858 | -0.00261 | -0.002339 | -0.002015 | -0.001532 | -0.000898 | -0.000492 | -0.000194 | -0.000112 | 0 | -0.000249 | -0.000611 | -0.000926 | -0.001082 | -0.001502 | -0.001846 | -0.002111 | -0.002349 | -0.002353 | -0.002444
-0.004897 | -0.004685 | -0.004128 | -0.003552 | -0.003175 | -0.002943 | -0.002731 | -0.002489 | -0.002354 | -0.002209 | -0.002056 | -0.002146 | -0.00231 | -0.002413 | -0.002522 | -0.002432 | -0.002385 | -0.002143 | -0.001907 | -0.001579 | -0.001187 | -0.000724 | -0.000285 | 7e-06 | 6e-06 | 0 | -0.000212 | -0.000478 | -0.00079 | -0.001133 | -0.001444 | -0.001639 | -0.002005 | -0.002103 | -0.002082 | -0.00221
-0.004847 | -0.004569 | -0.003938 | -0.00328 | -0.002919 | -0.002659 | -0.002453 | -0.002239 | -0.002082 | -0.001929 | -0.001859 | -0.001813 | -0.001983 | -0.002019 | -0.002089 | -0.001989 | -0.001949 | -0.001835 | -0.001579 | -0.001422 | -0.000934 | -0.000588 | -0.00023 | -3e-06 | 2e-06 | 0 | -0.000269 | -0.000603 | -0.000877 | -0.00106 | -0.001387 | -0.001744 | -0.001934 | -0.002115 | -0.002135 | -0.002144
-0.004082 | -0.003769 | -0.003216 | -0.002682 | -0.002365 | -0.002098 | -0.00193 | -0.001657 | -0.001553 | -0.001414 | -0.001331 | -0.001326 | -0.001397 | -0.001475 | -0.001633 | -0.001577 | -0.001495 | -0.001351 | -0.001206 | -0.001012 | -0.000776 | -0.000406 | -0.000188 | -5.9e-05 | -8e-06 | 0 | -0.000233 | -0.000495 | -0.000795 | -0.001014 | -0.001387 | -0.001569 | -0.001852 | -0.002067 | -0.002118 | -0.002271
-0.003576 | -0.003094 | -0.002506 | -0.001998 | -0.001738 | -0.00154 | -0.001341 | -0.001177 | -0.001082 | -0.00093 | -0.000773 | -0.000807 | -0.000884 | -0.00093 | -0.001034 | -0.000994 | -0.001004 | -0.000926 | -0.000777 | -0.000688 | -0.000422 | -0.000225 | 1.3e-05 | 0.000146 | 5e-05 | 0 | -0.000201 | -0.00047 | -0.000712 | -0.001009 | -0.001218 | -0.001458 | -0.001714 | -0.001786 | -0.001869 | -0.002139
-0.003375 | -0.002841 | -0.002205 | -0.001662 | -0.001418 | -0.001235 | -0.001064 | -0.000873 | -0.000779 | -0.000653 | -0.000587 | -0.000487 | -0.000503 | -0.000526 | -0.000652 | -0.00064 | -0.000627 | -0.000631 | -0.000549 | -0.000511 | -0.000267 | -0.000119 | -4e-06 | 6.2e-05 | 2.9e-05 | 0 | -0.000244 | -0.000543 | -0.000805 | -0.000942 | -0.001216 | -0.0015 | -0.001618 | -0.001829 | -0.001923 | -0.00203
-0.002716 | -0.002136 | -0.001554 | -0.001152 | -0.000924 | -0.000741 | -0.000587 | -0.000408 | -0.000343 | -0.000196 | -7.8e-05 | -4.8e-05 | -5.3e-05 | -9.5e-05 | -0.000224 | -0.000266 | -0.000236 | -0.000219 | -0.000215 | -0.000165 | -8.9e-05 | 2.7e-05 | 7.7e-05 | 7e-05 | 4.9e-05 | 0 | -0.000205 | -0.000448 | -0.000715 | -0.0009 | -0.001127 | -0.001326 | -0.001556 | -0.00166 | -0.001841 | -0.00211
-0.002351 | -0.001675 | -0.001049 | -0.00063 | -0.000435 | -0.000336 | -0.000176 | -4.6e-05 | 1.1e-05 | 0.00014 | 0.000275 | 0.000325 | 0.000331 | 0.00034 | 0.000174 | 0.000176 | 0.000121 | 7.8e-05 | 0.00011 | 8.2e-05 | 0.000163 | 0.000151 | 0.000196 | 0.000174 | 9.5e-05 | 0 | -0.000231 | -0.000466 | -0.000658 | -0.000858 | -0.001075 | -0.001258 | -0.001393 | -0.001501 | -0.001649 | -0.00183
-0.002351 | -0.001629 | -0.000898 | -0.000495 | -0.000283 | -0.000138 | 2.4e-05 | 0.000146 | 0.000197 | 0.000321 | 0.000385 | 0.000533 | 0.000569 | 0.000602 | 0.000413 | 0.000387 | 0.000356 | 0.000269 | 0.000223 | 0.00019 | 0.00022 | 0.000211 | 0.000175 | 8.2e-05 | 3.4e-05 | 0 | -0.000243 | -0.000482 | -0.000714 | -0.000818 | -0.001062 | -0.001245 | -0.001315 | -0.001485 | -0.001671 | -0.001727
-0.001332 | -0.000571 | -9.7e-05 | 0.000182 | 0.000269 | 0.000266 | 0.000432 | 0.000583 | 0.000617 | 0.000677 | 0.000862 | 0.000973 | 0.00107 | 0.001107 | 0.000917 | 0.00085 | 0.000752 | 0.000623 | 0.000479 | 0.000422 | 0.000323 | 0.000287 | 0.000218 | 0.000112 | 8e-06 | 0 | -0.000173 | -0.000377 | -0.000616 | -0.000758 | -0.000946 | -0.001089 | -0.001142 | -0.001294 | -0.001484 | -0.001796
-0.001302 | -0.000508 | 4.9e-05 | 0.000347 | 0.000437 | 0.000552 | 0.000679 | 0.000758 | 0.000833 | 0.000945 | 0.001068 | 0.001218 | 0.001371 | 0.001427 | 0.001265 | 0.001226 | 0.001105 | 0.000913 | 0.000791 | 0.000683 | 0.000615 | 0.000466 | 0.000346 | 0.000218 | 0.000111 | 0 | -0.000204 | -0.000412 | -0.000599 | -0.000706 | -0.000852 | -0.000985 | -0.001011 | -0.001054 | -0.001221 | -0.00166
-0.000999 | -0.000139 | 0.000509 | 0.000724 | 0.000787 | 0.000811 | 0.000955 | 0.001026 | 0.001084 | 0.001229 | 0.00138 | 0.001559 | 0.001722 | 0.00181 | 0.001563 | 0.001467 | 0.001338 | 0.00111 | 0.00092 | 0.000769 | 0.000637 | 0.000493 | 0.000275 | 9.8e-05 | 3e-05 | 0 | -0.000186 | -0.000348 | -0.000566 | -0.000694 | -0.000795 | -0.000871 | -0.000932 | -0.000979 | -0.001198 | -0.001561
-0.000649 | 0.000292 | 0.000915 | 0.001158 | 0.001247 | 0.001246 | 0.001414 | 0.001459 | 0.001482 | 0.001544 | 0.001665 | 0.001833 | 0.002015 | 0.002074 | 0.001852 | 0.001746 | 0.001571 | 0.001321 | 0.00112 | 0.000952 | 0.000769 | 0.000553 | 0.000336 | 0.000166 | 0.000113 | 0 | -0.000156 | -0.00031 | -0.000499 | -0.000598 | -0.000707 | -0.000796 | -0.000765 | -0.000822 | -0.001055 | -0.001326
-0.000246 | 0.000686 | 0.001278 | 0.001452 | 0.001444 | 0.001494 | 0.001564 | 0.00161 | 0.001603 | 0.001747 | 0.001822 | 0.002029 | 0.002258 | 0.002357 | 0.00212 | 0.00201 | 0.00183 | 0.001511 | 0.001318 | 0.001102 | 0.000912 | 0.000662 | 0.000387 | 0.000164 | 8.5e-05 | 0 | -0.000153 | -0.00035 | -0.000485 | -0.000579 | -0.000643 | -0.000704 | -0.000709 | -0.000734 | -0.000956 | -0.001365
0.000191 | 0.001231 | 0.001884 | 0.001999 | 0.002032 | 0.002005 | 0.002102 | 0.002141 | 0.002117 | 0.002225 | 0.002328 | 0.002492 | 0.00268 | 0.002785 | 0.00248 | 0.002313 | 0.00214 | 0.00181 | 0.001542 | 0.001302 | 0.001056 | 0.000754 | 0.000418 | 0.000174 | 8.1e-05 | 0 | -0.000151 | -0.000282 | -0.000477 | -0.000568 | -0.000619 | -0.000679 | -0.0006 | -0.00064 | -0.000901 | -0.001354
0.000436 | 0.001519 | 0.001996 | 0.002125 | 0.002194 | 0.002141 | 0.002261 | 0.002291 | 0.002231 | 0.002306 | 0.002443 | 0.002591 | 0.002824 | 0.002919 | 0.002665 | 0.002503 | 0.002293 | 0.001955 | 0.001705 | 0.001445 | 0.001159 | 0.000818 | 0.000476 | 0.000189 | 0.000103 | 0 | -0.000125 | -0.000284 | -0.000462 | -0.000514 | -0.000573 | -0.000589 | -0.000556 | -0.000605 | -0.000856 | -0.001209
0.000718 | 0.001926 | 0.002576 | 0.002647 | 0.002442 | 0.00235 | 0.002463 | 0.002548 | 0.002497 | 0.002569 | 0.002653 | 0.002863 | 0.003089 | 0.00323 | 0.002997 | 0.002828 | 0.002592 | 0.002183 | 0.001854 | 0.001557 | 0.001233 | 0.000856 | 0.000439 | 0.000151 | 9.4e-05 | 0 | -0.000148 | -0.000254 | -0.00043 | -0.000498 | -0.00052 | -0.000553 | -0.000516 | -0.000564 | -0.000886 | -0.001244
0.001035 | 0.002211 | 0.00287 | 0.002983 | 0.002928 | 0.002874 | 0.002844 | 0.002689 | 0.002738 | 0.002796 | 0.002914 | 0.003118 | 0.003383 | 0.003457 | 0.003162 | 0.003031 | 0.002778 | 0.002385 | 0.002064 | 0.001778 | 0.001415 | 0.001012 | 0.000579 | 0.000238 | 0.000127 | 0 | -0.000168 | -0.000315 | -0.00048 | -0.000577 | -0.000556 | -0.000586 | -0.000466 | -0.000513 | -0.000779 | -0.001218
0.00123 | 0.002457 | 0.003121 | 0.003181 | 0.003083 | 0.003013 | 0.003133 | 0.003006 | 0.002817 | 0.002962 | 0.003091 | 0.003279 | 0.003572 | 0.00369 | 0.003402 | 0.003154 | 0.002954 | 0.002526 | 0.0022 | 0.001854 | 0.001449 | 0.001039 | 0.000582 | 0.000239 | 0.00013 | 0 | -0.000125 | -0.000233 | -0.000391 | -0.000465 | -0.000476 | -0.000522 | -0.000466 | -0.000497 | -0.000824 | -0.001236
0.001378 | 0.002697 | 0.003316 | 0.003309 | 0.003229 | 0.003181 | 0.003342 | 0.003403 | 0.003115 | 0.003061 | 0.003184 | 0.003385 | 0.003672 | 0.003797 | 0.003524 | 0.003325 | 0.003009 | 0.002585 | 0.002209 | 0.00192 | 0.001506 | 0.001004 | 0.000498 | 0.000169 | 0.000111 | 0 | -0.000176 | -0.000315 | -0.000481 | -0.000564 | -0.000562 | -0.000555 | -0.000474 | -0.000523 | -0.000901 | -0.00122
0.001426 | 0.002697 | 0.00344 | 0.003458 | 0.003356 | 0.003262 | 0.003291 | 0.003174 | 0.003102 | 0.003208 | 0.003302 | 0.003538 | 0.003848 | 0.003951 | 0.003641 | 0.003452 | 0.003192 | 0.002756 | 0.002409 | 0.002062 | 0.001659 | 0.001124 | 0.000624 | 0.000207 | 0.000127 | 0 | -0.000153 | -0.000296 | -0.000454 | -0.000515 | -0.000512 | -0.000494 | -0.000437 | -0.000471 | -0.000848 | -0.001304
0.00165 | 0.00292 | 0.003468 | 0.003526 | 0.003406 | 0.003307 | 0.00338 | 0.003355 | 0.003278 | 0.003351 | 0.003441 | 0.003666 | 0.003938 | 0.004082 | 0.003787 | 0.003576 | 0.003385 | 0.00293 | 0.002553 | 0.002163 | 0.001693 | 0.001175 | 0.000614 | 0.000236 | 0.000145 | 0 | -0.000167 | -0.000243 | -0.000461 | -0.000495 | -0.000513 | -0.000551 | -0.000453 | -0.0005 | -0.000872 | -0.001359
0.001742 | 0.003121 | 0.003772 | 0.003811 | 0.003773 | 0.003654 | 0.003707 | 0.003693 | 0.003582 | 0.003611 | 0.003739 | 0.003888 | 0.004153 | 0.004238 | 0.003938 | 0.003712 | 0.003398 | 0.002952 | 0.002556 | 0.002202 | 0.00174 | 0.00122 | 0.000662 | 0.000267 | 0.00012 | 0 | -0.000132 | -0.000276 | -0.000436 | -0.00049 | -0.000481 | -0.000535 | -0.000434 | -0.000492 | -0.000858 | -0.001268
0.00195 | 0.003299 | 0.003934 | 0.003901 | 0.003717 | 0.00364 | 0.00372 | 0.003673 | 0.003565 | 0.003656 | 0.003714 | 0.003945 | 0.004223 | 0.004356 | 0.004019 | 0.003827 | 0.003555 | 0.003079 | 0.002706 | 0.002296 | 0.001837 | 0.00127 | 0.000696 | 0.00025 | 0.000139 | 0 | -0.00011 | -0.000262 | -0.000447 | -0.000498 | -0.000486 | -0.000514 | -0.000441 | -0.000549 | -0.00095 | -0.001516
0.002019 | 0.003421 | 0.004108 | 0.004115 | 0.004037 | 0.003867 | 0.003909 | 0.003867 | 0.00374 | 0.00381 | 0.003915 | 0.004102 | 0.004376 | 0.004484 | 0.004144 | 0.003913 | 0.003638 | 0.003168 | 0.002758 | 0.002366 | 0.001867 | 0.001319 | 0.0007 | 0.000229 | 0.000136 | 0 | -0.000154 | -0.000277 | -0.000438 | -0.000544 | -0.000523 | -0.000562 | -0.000466 | -0.000549 | -0.000955 | -0.001503
0.002018 | 0.003411 | 0.004027 | 0.004039 | 0.003886 | 0.003825 | 0.003907 | 0.003862 | 0.00377 | 0.003815 | 0.003893 | 0.004127 | 0.00438 | 0.004501 | 0.004171 | 0.003981 | 0.003646 | 0.003188 | 0.002777 | 0.002358 | 0.001853 | 0.001271 | 0.000707 | 0.000288 | 0.00013 | 0 | -0.000187 | -0.000339 | -0.000469 | -0.000544 | -0.00057 | -0.000608 | -0.000524 | -0.000603 | -0.001017 | -0.001521
0.002057 | 0.003427 | 0.004095 | 0.004062 | 0.003917 | 0.003799 | 0.003851 | 0.003767 | 0.003694 | 0.003761 | 0.003786 | 0.004024 | 0.004326 | 0.004441 | 0.004107 | 0.003905 | 0.003662 | 0.003184 | 0.002796 | 0.002397 | 0.001914 | 0.001339 | 0.000724 | 0.000224 | 0.000139 | 0 | -0.000169 | -0.00028 | -0.000497 | -0.000552 | -0.000568 | -0.000596 | -0.000556 | -0.000628 | -0.001116 | -0.001541
0.002571 | 0.004112 | 0.004732 | 0.004704 | 0.004596 | 0.004395 | 0.004452 | 0.004337 | 0.004232 | 0.004247 | 0.004333 | 0.004438 | 0.004665 | 0.004713 | 0.004349 | 0.004128 | 0.00382 | 0.003362 | 0.002924 | 0.002504 | 0.001956 | 0.001355 | 0.000731 | 0.000277 | 0.000146 | 0 | -0.000189 | -0.000274 | -0.000443 | -0.000591 | -0.000596 | -0.000657 | -0.000592 | -0.000698 | -0.0011 | -0.001717
0.002464 | 0.003726 | 0.004416 | 0.00445 | 0.00429 | 0.004205 | 0.004266 | 0.004203 | 0.00405 | 0.00409 | 0.004126 | 0.004326 | 0.004579 | 0.004655 | 0.004348 | 0.004114 | 0.003778 | 0.0033 | 0.00293 | 0.002499 | 0.001995 | 0.001388 | 0.000772 | 0.000286 | 0.000142 | 0 | -0.000179 | -0.000369 | -0.000554 | -0.000626 | -0.000623 | -0.000686 | -0.00066 | -0.000762 | -0.00119 | -0.001622
0.00245 | 0.003857 | 0.004538 | 0.004476 | 0.004327 | 0.004215 | 0.004227 | 0.004159 | 0.004068 | 0.00412 | 0.004179 | 0.004382 | 0.004604 | 0.00469 | 0.004327 | 0.004095 | 0.003864 | 0.003379 | 0.002937 | 0.002572 | 0.002028 | 0.001446 | 0.000781 | 0.000268 | 0.00016 | 0 | -0.000168 | -0.000267 | -0.000519 | -0.000631 | -0.000667 | -0.000747 | -0.000688 | -0.000809 | -0.001257 | -0.002
0.00258 | 0.004003 | 0.004613 | 0.004635 | 0.004541 | 0.004327 | 0.004394 | 0.004291 | 0.00415 | 0.004155 | 0.004249 | 0.004316 | 0.00459 | 0.004632 | 0.004257 | 0.004067 | 0.003746 | 0.00333 | 0.002932 | 0.002488 | 0.001973 | 0.001393 | 0.000796 | 0.00031 | 0.000154 | 0 | -0.000197 | -0.000347 | -0.000486 | -0.000666 | -0.000694 | -0.000806 | -0.000799 | -0.000917 | -0.001355 | -0.001812
0.002673 | 0.004058 | 0.004757 | 0.004773 | 0.004609 | 0.004531 | 0.004542 | 0.004511 | 0.004353 | 0.0044 | 0.004365 | 0.004577 | 0.004748 | 0.0048 | 0.004448 | 0.004233 | 0.003892 | 0.003413 | 0.003076 | 0.002644 | 0.002097 | 0.001431 | 0.000872 | 0.000335 | 0.000189 | 0 | -0.000179 | -0.000363 | -0.000628 | -0.000699 | -0.000765 | -0.000834 | -0.000865 | -0.001042 | -0.001443 | -0.001924
0.002655 | 0.004079 | 0.004754 | 0.004733 | 0.004592 | 0.00444 | 0.004474 | 0.004419 | 0.004305 | 0.004304 | 0.004369 | 0.004498 | 0.004721 | 0.004696 | 0.004336 | 0.004084 | 0.003903 | 0.003377 | 0.002971 | 0.002537 | 0.002019 | 0.001442 | 0.000744 | 0.000279 | 0.000166 | 0 | -0.000216 | -0.000342 | -0.000607 | -0.000781 | -0.000845 | -0.000973 | -0.000997 | -0.001105 | -0.001637 | -0.002498
0.002687 | 0.004148 | 0.004823 | 0.004944 | 0.004825 | 0.004655 | 0.004703 | 0.004601 | 0.004376 | 0.004377 | 0.004417 | 0.004543 | 0.004672 | 0.004721 | 0.004356 | 0.004148 | 0.003786 | 0.003369 | 0.002947 | 0.002523 | 0.00204 | 0.00142 | 0.000877 | 0.000397 | 0.000173 | 0 | -0.000233 | -0.000446 | -0.000639 | -0.000826 | -0.000822 | -0.001027 | -0.001121 | -0.001347 | -0.001749 | -0.002196
0.002711 | 0.004163 | 0.004952 | 0.004958 | 0.004818 | 0.00473 | 0.004769 | 0.004737 | 0.004591 | 0.004624 | 0.004561 | 0.004743 | 0.004866 | 0.004887 | 0.004483 | 0.004257 | 0.003966 | 0.003483 | 0.003106 | 0.00264 | 0.002146 | 0.001567 | 0.000929 | 0.000363 | 0.000196 | 0 | -0.000208 | -0.000364 | -0.000739 | -0.000828 | -0.000969 | -0.001119 | -0.001123 | -0.001336 | -0.001843 | -0.002342
0.002783 | 0.00426 | 0.004939 | 0.004985 | 0.004921 | 0.004724 | 0.004728 | 0.004619 | 0.004535 | 0.004465 | 0.00454 | 0.004546 | 0.004728 | 0.004721 | 0.004293 | 0.004035 | 0.003838 | 0.003335 | 0.002943 | 0.002484 | 0.002003 | 0.001458 | 0.000816 | 0.000337 | 0.000167 | 0 | -0.000298 | -0.000405 | -0.000704 | -0.000914 | -0.001028 | -0.001226 | -0.001371 | -0.001529 | -0.00204 | -0.002744
0.002763 | 0.004268 | 0.00504 | 0.005233 | 0.005101 | 0.004927 | 0.004944 | 0.004857 | 0.00463 | 0.004675 | 0.004587 | 0.004684 | 0.004787 | 0.00479 | 0.004388 | 0.004171 | 0.003775 | 0.003353 | 0.003022 | 0.002579 | 0.002092 | 0.001524 | 0.000947 | 0.000454 | 0.000236 | 0 | -0.000204 | -0.000486 | -0.000718 | -0.000958 | -0.001062 | -0.001342 | -0.001414 | -0.001701 | -0.002164 | -0.002474
0.003247 | 0.004672 | 0.005396 | 0.00543 | 0.005254 | 0.005193 | 0.005189 | 0.005122 | 0.004984 | 0.004944 | 0.004877 | 0.004998 | 0.005043 | 0.004946 | 0.004571 | 0.004295 | 0.004039 | 0.003542 | 0.003134 | 0.002709 | 0.002219 | 0.0016 | 0.00099 | 0.000406 | 0.00023 | 0 | -0.000278 | -0.000426 | -0.00089 | -0.001065 | -0.001234 | -0.001376 | -0.001545 | -0.001787 | -0.002307 | -0.002705
0.003328 | 0.004769 | 0.005424 | 0.005455 | 0.005405 | 0.005164 | 0.005141 | 0.004997 | 0.004879 | 0.004762 | 0.004798 | 0.004781 | 0.004895 | 0.004804 | 0.00435 | 0.00411 | 0.003782 | 0.003384 | 0.00299 | 0.002499 | 0.002003 | 0.001503 | 0.0009 | 0.000417 | 0.000201 | 0 | -0.000313 | -0.000623 | -0.000886 | -0.0012 | -0.001336 | -0.001608 | -0.001805 | -0.002098 | -0.002607 | -0.003294
0.003429 | 0.004783 | 0.005541 | 0.005692 | 0.005528 | 0.005395 | 0.005357 | 0.00532 | 0.005054 | 0.005027 | 0.004886 | 0.00499 | 0.004939 | 0.004965 | 0.004506 | 0.004278 | 0.003885 | 0.003449 | 0.003056 | 0.002659 | 0.002219 | 0.001562 | 0.00102 | 0.000456 | 0.000246 | 0 | -0.00035 | -0.00059 | -0.001009 | -0.001216 | -0.001449 | -0.001728 | -0.001851 | -0.002194 | -0.002673 | -0.003152
0.003525 | 0.004904 | 0.005584 | 0.005631 | 0.005489 | 0.00534 | 0.005315 | 0.005225 | 0.005108 | 0.005081 | 0.005007 | 0.005041 | 0.005076 | 0.00495 | 0.004531 | 0.004303 | 0.004024 | 0.003544 | 0.003133 | 0.002745 | 0.002202 | 0.0017 | 0.001032 | 0.000518 | 0.000284 | 0 | -0.000302 | -0.000545 | -0.000963 | -0.001198 | -0.001452 | -0.001783 | -0.00197 | -0.002193 | -0.002749 | -0.003452
0.003379 | 0.004733 | 0.005397 | 0.005548 | 0.005437 | 0.005205 | 0.005199 | 0.005093 | 0.004813 | 0.004772 | 0.004785 | 0.004734 | 0.004756 | 0.004649 | 0.004309 | 0.00414 | 0.003762 | 0.003332 | 0.002992 | 0.002508 | 0.002103 | 0.001517 | 0.000929 | 0.000451 | 0.000191 | 0 | -0.000386 | -0.000692 | -0.000961 | -0.001334 | -0.001484 | -0.001796 | -0.002109 | -0.002418 | -0.002917 | -0.003624
0.003527 | 0.004836 | 0.00559 | 0.005708 | 0.005568 | 0.005437 | 0.005407 | 0.005386 | 0.005109 | 0.005124 | 0.004944 | 0.005053 | 0.004942 | 0.004917 | 0.004466 | 0.004194 | 0.003885 | 0.003486 | 0.00307 | 0.002689 | 0.002206 | 0.001552 | 0.001076 | 0.000484 | 0.000284 | 0 | -0.000323 | -0.000579 | -0.001097 | -0.00133 | -0.001564 | -0.001847 | -0.002056 | -0.002452 | -0.00288 | -0.002916
0.003781 | 0.005061 | 0.005729 | 0.005732 | 0.005577 | 0.005441 | 0.005474 | 0.005317 | 0.005233 | 0.00516 | 0.005117 | 0.005087 | 0.005109 | 0.005031 | 0.004554 | 0.004247 | 0.003993 | 0.003499 | 0.00302 | 0.002672 | 0.002115 | 0.001655 | 0.000922 | 0.000538 | 0.000353 | 0 | -0.000414 | -0.000616 | -0.001126 | -0.001335 | -0.001719 | -0.002008 | -0.002185 | -0.002495 | -0.002954 | -0.003827